## Innomaint Report History
S.No | Customer Name | Location | Manufacturer | Category | Sub-Category | Asset Name | Asset Model | Asset Criticality | Asset ID | Purchase Number | Purchase Date | Purchase Value | Service Provider Name | Status | Reason for Inactive | No. of Schedule Configured | No. of Schedule Initiate | Schedule Assigned
1 | DJB Khyala | Naraina D.Cantt UGR_Zone | Kirloskar | Electrical | LT Panel | Transformer | 76HC-022/21 | Non-Critical | Delhi Cantt Naraina_Trans_10 | - | - | 0 | - | Active | - | 1 | 1 | -
2 | DJB Khyala | Naraina D.Cantt UGR_Zone | NA | Instrument | Level Sensor | Level Sensor | NA | Non-Critical | Delhi Cantt Naraina_LT_UGR_50 | - | - | 0 | - | Active | - | 2 | - | -
3 | DJB Khyala | Naraina D.Cantt UGR_Zone | NA | Electrical | LT Motors | Light Distribution BOX | NA | Non-Critical | Delhi Cantt Naraina_LDB_56 | - | - | 0 | - | Active | - | - | - | -
4 | DJB Khyala | Naraina D.Cantt UGR_Zone | - | Electrical | HT Panel | VCB | NA | Non-Critical | Delhi Cantt Naraina_VCB_58 | - | - | 0 | - | Active | - | - | - | -
5 | DJB Khyala | Naraina D.Cantt UGR_Zone | KBL | Mechanical | NRV | NRV | NA | Non-Critical | Delhi Cantt Naraina_NRV_26 | - | - | 0 | - | Active | - | - | - | -
6 | DJB Khyala | Naraina D.Cantt UGR_Zone | Advance Engineering Works Pvt Ltd | Electrical | LT Panel | LRRS | NA | Non-Critical | Delhi Cantt Naraina_LRRS_66 | - | - | 0 | - | Active | - | - | - | -
7 | DJB Khyala | Naraina D.Cantt UGR_Zone | Kirloskar | Electrical | LT Motors | Cooling Fan | NA | Non-Critical | Delhi Cantt Naraina_FAN_Cool_51 | - | - | 0 | - | Active | - | - | - | -
8 | DJB Khyala | Naraina D.Cantt UGR_Zone | Mather+Platte | Electrical | LT Motors | Booster Pump | 8/10 ALE | Non-Critical | Delhi Cantt Naraina_BP_05 | - | - | 0 | - | Active | - | 1 | 1 | -
9 | DJB Khyala | Naraina D.Cantt UGR_Zone | Advance Engineering Works Pvt Ltd | Electrical | LT Panel | LRRS | NA | Non-Critical | Delhi Cantt Naraina_LRRS_67 | - | - | 0 | - | Active | - | - | - | -
10 | DJB Khyala | Naraina D.Cantt UGR_Zone | DOMAIN | Electrical | LT Panel | Capacitor Panel | NA | Non-Critical | Delhi Cantt Naraina_Cap_Panel_12 | - | - | 0 | - | Active | - | - | - | -
11 | DJB Khyala | Naraina D.Cantt UGR_Zone | KBL | Mechanical | NRV | NRV | NA | Non-Critical | Delhi Cantt Naraina_NRV_25 | - | - | 0 | - | Active | - | - | - | -
12 | DJB Khyala | Naraina D.Cantt UGR_Zone | Kirloskar | Electrical | LT Panel | Transformer | 76HC-022/21 | Non-Critical | Delhi Cantt Naraina_Trans_11 | - | - | 0 | - | Active | - | 1 | 1 | -
13 | DJB Khyala | Naraina D.Cantt UGR_Zone | Cummins | Electrical | DG Panel | DG Panel | NA | Non-Critical | Delhi Cantt Naraina_DG_15 | - | - | 0 | - | Active | - | - | - | -
14 | DJB Khyala | Naraina D.Cantt UGR_Zone | Mather+Platte | Electrical | LT Motors | Booster Pump | 100 KW | Non-Critical | TESTING ASSET 100 | - | - | 0 | - | Active | - | 1 | - | -
15 | DJB Khyala | Naraina D.Cantt UGR_Zone | Kirloskar | Electrical | LT Motors | Cooling Fan | NA | Non-Critical | Delhi Cantt Naraina_FAN_Cool_55 | - | - | 0 | - | Active | - | - | - | -
16 | DJB Khyala | Naraina D.Cantt UGR_Zone | NA | Electrical | HT Panel | HT Panel | 5530VR | Non-Critical | Delhi Cantt Naraina_HT_07 | - | - | 0 | - | Active | - | 1 | 1 | -
17 | DJB Khyala | Naraina D.Cantt UGR_Zone | Advance Engineering Works Pvt Ltd | Electrical | LT Panel | LRRS | NA | Non-Critical | Delhi Cantt Naraina_LRRS_65 | - | - | 0 | - | Active | - | - | - | -
18 | DJB Khyala | Naraina D.Cantt UGR_Zone | MORRIS | Electrical | LT Panel | EOT | NA | Non-Critical | Delhi Cantt Naraina_EOT_14 | - | - | 0 | - | Active | - | - | - | -
19 | DJB Khyala | Naraina D.Cantt UGR_Zone | - | Electrical | LT Panel | Air Circuit Breaker | NA | Non-Critical | Delhi Cantt Naraina_ACB_63 | - | - | 0 | - | Active | - | - | - | -
20 | DJB Khyala | Naraina D.Cantt UGR_Zone | Kirloskar | Electrical | LT Motors | Cooling Fan | NA | Non-Critical | Delhi Cantt Naraina_FAN_Cool_53 | - | - | 0 | - | Active | - | - | - | -
21 | DJB Khyala | Naraina D.Cantt UGR_Zone | - | Electrical | LT Panel | Air Circuit Breaker | NA | Non-Critical | Delhi Cantt Naraina_ACB_64 | - | - | 0 | - | Active | - | - | - | -
22 | DJB Khyala | Naraina D.Cantt UGR_Zone | Mather+Platte | Electrical | LT Motors | Booster Pump | 100 KW | Non-Critical | Delhi Cantt Naraina_BP_02 | - | - | 0 | - | Active | - | 1 | 1 | -
23 | DJB Khyala | Naraina D.Cantt UGR_Zone | - | Electrical | HT Panel | VCB | NA | Non-Critical | Delhi Cantt Naraina_VCB_59 | - | - | 0 | - | Active | - | - | - | -
24 | DJB Khyala | Naraina D.Cantt UGR_Zone | Krohne Marshall | Instrument | Flow Meter | Feed to UGR | NA | Non-Critical | Delhi Cantt Naraina_FM_UGR_49 | - | - | 0 | - | Active | - | - | - | -
25 | DJB Khyala | Naraina D.Cantt UGR_Zone | KBL | Mechanical | NRV | NRV | NA | Non-Critical | Delhi Cantt Naraina_NRV_18 | - | - | 0 | - | Active | - | - | - | -
26 | DJB Khyala | Naraina D.Cantt UGR_Zone | Kirloskar | Electrical | LT Motors | Cooling Fan | NA | Non-Critical | Delhi Cantt Naraina_FAN_Cool_52 | - | - | 0 | - | Active | - | - | - | -
27 | DJB Khyala | Naraina D.Cantt UGR_Zone | - | Electrical | LT Panel | Air Circuit Breaker | NA | Non-Critical | Delhi Cantt Naraina_ACB_62 | - | - | 0 | - | Active | - | - | - | -
28 | DJB Khyala | Naraina D.Cantt UGR_Zone | - | Electrical | HT Panel | VCB | NA | Non-Critical | Delhi Cantt Naraina_VCB_57 | - | - | 0 | - | Active | - | - | - | -
29 | DJB Khyala | Naraina D.Cantt UGR_Zone | DOMAIN | Electrical | LT Panel | Capacitor Panel | NA | Non-Critical | Delhi Cantt Naraina_Cap_Panel_13 | - | - | 0 | - | Active | - | - | - | -
30 | DJB Khyala | Naraina D.Cantt UGR_Zone | KBL | Mechanical | NRV | NRV | NA | Non-Critical | Delhi Cantt Naraina_NRV_17 | - | - | 0 | - | Active | - | - | - | -
31 | DJB Khyala | Naraina D.Cantt UGR_Zone | - | Electrical | HT Panel | VCB | NA | Non-Critical | Delhi Cantt Naraina_VCB_61 | - | - | 0 | - | Active | - | - | - | -
32 | DJB Khyala | Naraina D.Cantt UGR_Zone | - | Electrical | HT Panel | VCB | NA | Non-Critical | Delhi Cantt Naraina_VCB_60 | - | - | 0 | - | Active | - | - | - | -
33 | DJB Khyala | Naraina D.Cantt UGR_Zone | Mather+Platte | Electrical | LT Motors | Booster Pump | 8/10 ALE | Non-Critical | Delhi Cantt Naraina_BP_04 | - | - | 0 | - | Active | - | 1 | 1 | -
34 | DJB Khyala | Naraina D.Cantt UGR_Zone | Kirloskar | Electrical | LT Motors | Cooling Fan | NA | Non-Critical | Delhi Cantt Naraina_FAN_Cool_54 | - | - | 0 | - | Active | - | - | - | -
35 | DJB Khyala | Naraina D.Cantt UGR_Zone | Mather+Platte | Electrical | LT Motors | Booster Pump | 100 KW | Non-Critical | Delhi Cantt Naraina_BP_01 | - | - | 0 | - | Active | - | 1 | 1 | -
36 | DJB Khyala | Naraina D.Cantt UGR_Zone | NA | Electrical | HT Panel | HT Panel | 5530VR | Non-Critical | Delhi Cantt Naraina_HT_08 | - | - | 0 | - | Active | - | 1 | 1 | -
37 | DJB Khyala | Naraina D.Cantt UGR_Zone | Mather+Platte | Electrical | LT Motors | Booster Pump | 100 KW | Non-Critical | Delhi Cantt Naraina_BP_03 | - | - | 0 | - | Active | - | 1 | 1 | -
38 | DJB Khyala | Naraina D.Cantt UGR_Zone | NA | Electrical | LT Panel | LT Panel | NA | Non-Critical | Delhi Cantt Naraina_LT_Panel_09 | - | - | 0 | - | Active | - | - | - | -
39 | DJB Khyala | Naraina D.Cantt UGR_Zone | Kirloskar | Electrical | LT Motors | Dewatering Pump | SP3L+BS | Non-Critical | Delhi Cantt Naraina_DP_06 | - | - | 0 | - | Active | - | - | - | -
40 | DJB_Package 02 | Thansingh Nagar UGR_Zone | Advance Engineering Works Pvt Ltd | Electrical | LT Panel | Oil Immersed Starter | NA | Non-Critical | Gali No:7 _Oil Starter_03 | - | - | 0 | - | Active | - | - | - | -
41 | DJB_Package 02 | Patel Road Online BPS_Zone | Kirloskar Brother Ltd | Mechanical | Valve | Valve | NA | Non-Critical | Patel Road_Baljeet Nagar_DV_113 | - | - | 0 | - | Active | - | - | - | -
42 | DJB_Package 02 | Shastri Nagar UGR_Zone | NA | Electrical | - | DOL Starter | NA | Non-Critical | Ambabag_DOL_04 | - | - | 0 | - | Active | - | - | - | -
43 | DJB_Package 02 | Thansingh Nagar UGR_Zone | Kirloskar | Electrical | LT Panel | Transformer | NA | Non-Critical | Thansingh Nagar_Transformer_62 | - | - | 0 | - | Active | - | 1 | 1 | -
44 | DJB_Package 02 | Shastri Nagar UGR_Zone | Kirloskar Brother Ltd | Mechanical | Valve | Valve | NA | Non-Critical | Sarai Basti_SV_16 | - | - | 0 | - | Active | - | - | - | -
45 | DJB_Package 02 | Shastri Nagar UGR_Zone | NA | Instrument | Flow Meter | Flow Meter | NA | Non-Critical | Vivekanandpuri_FM_16 | - | - | 0 | - | Active | - | 2 | - | -
46 | DJB_Package 02 | New Rajender Nagar R Block_Zone | NA | Electrical | LT Panel | LT Panel | DN2 250M Amp | Non-Critical | Hanuman_Mandir_LT Panel_03 | - | - | 0 | - | Active | - | 3 | - | -
47 | DJB_Package 02 | Thansingh Nagar UGR_Zone | NA | Electrical | LT Panel | LRRS | NA | Non-Critical | Thansingh Nagar_LRRS_19 | - | - | 0 | - | Active | - | - | - | -
48 | DJB_Package 02 | New Rajender Nagar R Block_Zone | Kirloskar Brother Ltd | Mechanical | Valve | Valve | NA | Non-Critical | Old Rajender_BPS_SV_23 | - | - | 0 | - | Active | - | - | - | -
49 | DJB_Package 02 | Naraina D.Cantt UGR_Zone | KSB | Mechanical | Valve | Valve | Suction Valve | Non-Critical | Balmiki Mandir_ SV_13 | - | - | 0 | - | Active | - | - | - | -
50 | DJB_Package 02 | Shastri Nagar UGR_Zone | JASH | Mechanical | - | Sluice Gate | NA | Non-Critical | Shashtri Nagar_CSG_60 | - | - | 0 | - | Active | - | - | - | -
51 | DJB_Package 02 | Patel Road Online BPS_Zone | KBL | Mechanical | NRV | NRV | NA | Non-Critical | Khanna_Market_NRV_29 | - | - | 0 | - | Active | - | - | - | -
52 | DJB_Package 02 | Shastri Nagar UGR_Zone | Kirloskar | Electrical | LT Motors | Booster Pump | NA | Non-Critical | Swamidayanand_BP_07 | - | - | 0 | - | Active | - | 1 | 1 | -
53 | DJB_Package 02 | Patel Road Online BPS_Zone | Kirloskar Brother Ltd | Mechanical | Valve | Valve | NA | Non-Critical | Patel Road_Baljeet Nagar_DV_121 | - | - | 0 | - | Active | - | - | - | -
54 | DJB_Package 02 | Naraina D.Cantt UGR_Zone | KSB | Mechanical | Valve | Valve | NA | Non-Critical | Naraina Dis_SV_09 | - | - | 0 | - | Active | - | - | - | -
55 | DJB_Package 02 | Patel Road Online BPS_Zone | NA | Electrical | LT-Panel | LT-Panel | NA | Non-Critical | C1 Block Ranjeet Nagar_LT Panel_17 | - | - | 0 | - | Active | - | - | - | -
56 | DJB_Package 02 | New Rajender Nagar R Block_Zone | KSB | Electrical | LT Motors | Vaccum Release Pump | NA | Non-Critical | Dusghara_BPS_VC_03 | - | - | 0 | - | Active | - | - | - | -
57 | DJB_Package 02 | Naraina D.Cantt UGR_Zone | L&T | Electrical | LT Motors | Main MCCB | DU 250 | Non-Critical | Brar Squar_ Main MCCB_03 | - | - | 0 | - | Active | - | - | - | -
58 | DJB_Package 02 | Naraina D.Cantt UGR_Zone | KSB | Mechanical | Valve | Valve | NA | Non-Critical | Naraina_ Khatta_BPS_DV_14 | - | - | 0 | - | Active | - | - | - | -
59 | DJB_Package 02 | Patel Road Online BPS_Zone | NA | Instrument | Level Sensor | Level Sensor | NA | Non-Critical | RockGarden_LS_06 | - | - | 0 | - | Active | - | 2 | - | -
60 | DJB_Package 02 | Shastri Nagar UGR_Zone | Kirloskar Brother Ltd | Mechanical | Valve | Valve | NA | Non-Critical | Sarai Basti_SV_17 | - | - | 0 | - | Active | - | - | - | -
61 | DJB_Package 02 | Shastri Nagar UGR_Zone | NA | Electrical | - | DOL Starter | NA | Non-Critical | InderloK_ VP_04 | - | - | 0 | - | Active | - | - | - | -
62 | DJB_Package 02 | Shastri Nagar UGR_Zone | Kirloskar Brother Ltd | Mechanical | NRV | NRV | NA | Non-Critical | InderloK_ NRV_21 | - | - | 0 | - | Active | - | - | - | -
63 | DJB_Package 02 | Naraina D.Cantt UGR_Zone | NA | Electrical | LT Motors | Main Fuse | NA | Non-Critical | Chintu_ Main Fuse_03 | - | - | 0 | - | Active | - | - | - | -
64 | DJB_Package 02 | Patel Road Online BPS_Zone | L&T | Electrical | LT Panel | Air Circuit Breaker | CN-CS2000-C | Non-Critical | Patel Road_ACB_06 | - | - | 0 | - | Active | - | - | - | -
65 | DJB_Package 02 | Shastri Nagar UGR_Zone | Kirloskar Brother Ltd | Mechanical | Valve | Valve | NA | Non-Critical | Dayabasti_SV_05 | - | - | 0 | - | Active | - | - | - | -
66 | DJB_Package 02 | Jantapark UGR_Zone | NA | Electrical | LT Panel | MCCB | NA | Non-Critical | Jantapark_MCCB_14 | - | - | 0 | - | Active | - | - | - | -
67 | DJB_Package 02 | Shastri Nagar UGR_Zone | NA | Electrical | LT Motors | Vaccum Release Pump | NA | Non-Critical | Shehzadabagh_VP_12 | - | - | 0 | - | Active | - | - | - | -
68 | DJB_Package 02 | New Rajender Nagar R Block_Zone | NA | Mechanical | Valve | Valve | NA | Non-Critical | Yashoda_DV_08 | - | - | 0 | - | Active | - | - | - | -
69 | DJB_Package 02 | Thansingh Nagar UGR_Zone | NA | Electrical | LT Panel | Kit Kat Fuse | NA | Non-Critical | Thansingh Nagar_KK Fuse_23 | - | - | 0 | - | Active | - | - | - | -
70 | DJB_Package 02 | Naraina D.Cantt UGR_Zone | KSB | Mechanical | Valve | Valve | Suction Valve | Non-Critical | Balmiki Mandir_ SV_11 | - | - | 0 | - | Active | - | - | - | -
71 | DJB_Package 02 | Patel Road Online BPS_Zone | NA | Mechanical | Valve | Valve | NA | Non-Critical | Shadipur_OV_11 | - | - | 0 | - | Active | - | - | - | -
72 | DJB_Package 02 | Patel Road Online BPS_Zone | Kirloskar Brother Ltd | Electrical | LT Motors | Booster Pump | NA | Non-Critical | Pandav Nagar_ BP_01 | - | - | 0 | - | Active | - | 1 | 1 | -
73 | DJB_Package 02 | Naraina D.Cantt UGR_Zone | NA | Electrical | LT Panel | change over Switch | NA | Non-Critical | Naraina Dispansary_CVS_06 | - | - | 0 | - | Active | - | - | - | -
74 | DJB_Package 02 | Thansingh Nagar UGR_Zone | Kirloskar | Electrical | HT Panel | HT Panel | NA | Non-Critical | Thansingh Nagar_HT Panel_12 | - | - | 0 | - | Active | - | 4 | 1 | -
75 | DJB_Package 02 | Naraina D.Cantt UGR_Zone | GE | Electrical | LT Motors | Main MCCB | SEZ400 | Non-Critical | Indur 1st_MCCB_06 | - | - | 0 | - | Active | - | - | - | -
76 | DJB_Package 02 | Patel Road Online BPS_Zone | - | Instrument | Level Sensor | Level Sensor | NA | Non-Critical | Old Faridpuri_LS_21 | - | - | 0 | - | Active | - | 2 | - | -
77 | DJB_Package 02 | New Rajender Nagar R Block_Zone | Kirloskar Brother Ltd | Mechanical | NRV | NRV | NA | Non-Critical | Old Rajender_BPS_NRV_40 | - | - | 0 | - | Active | - | - | - | -
78 | DJB_Package 02 | Naraina D.Cantt UGR_Zone | KSB | Mechanical | Valve | Valve | NA | Non-Critical | Sastri Park_DV_13 | - | - | 0 | - | Active | - | - | - | -
79 | DJB_Package 02 | Thansingh Nagar UGR_Zone | Upadhyaya | Mechanical | Valve | Valve | NA | Non-Critical | Thansingh Nagar_DV_52 | - | - | 0 | - | Active | - | - | - | -
80 | DJB_Package 02 | Patel Road Online BPS_Zone | Kirloskar Brother Ltd | Electrical | LT Motors | Booster Pump | UP 100/38 | Non-Critical | 35 Block_BP_02 | - | - | 0 | - | Active | - | 1 | 1 | -
81 | DJB_Package 02 | Naraina D.Cantt UGR_Zone | NA | Instrument | Level Sensor | Level Sensor | NA | Non-Critical | I Block_LS_16 | - | - | 0 | - | Active | - | 2 | - | -
82 | DJB_Package 02 | New Rajender Nagar R Block_Zone | NA | Instrument | Level Sensor | Level Sensor | NA | Non-Critical | Dusghara_BPS_LS_16 | - | - | 0 | - | Active | - | 2 | - | -
83 | DJB_Package 02 | Patel Road Online BPS_Zone | L&T | Electrical | LT Panel | change over Switch | CO3 315A | Non-Critical | Old Faridpuri_CS_08 | - | - | 0 | - | Active | - | - | - | -
84 | DJB_Package 02 | Patel Road Online BPS_Zone | NA | Electrical | LT-Panel | LT-Panel | NA | Non-Critical | 35-Block_LT-Panel_09 | - | - | 0 | - | Active | - | - | - | -
85 | DJB_Package 02 | Patel Road Online BPS_Zone | NA | Electrical | LT Panel | Main Fuse | Kit Kat | Non-Critical | Durgapark_Main Fuse_03 | - | - | 0 | - | Active | - | - | - | -
86 | DJB_Package 02 | Naraina D.Cantt UGR_Zone | NA | Instrument | Level Sensor | Level Sensor | NA | Non-Critical | Naraina_ Khatta_BPS_LS_18 | - | - | 0 | - | Active | - | 2 | - | -
87 | DJB_Package 02 | Jantapark UGR_Zone | Upadhyaya | Mechanical | Valve | Valve | NA | Non-Critical | Jantapark_DV_52 | - | - | 0 | - | Active | - | - | - | -
88 | DJB_Package 02 | Patel Road Online BPS_Zone | NA | Mechanical | Valve | Valve | NA | Non-Critical | Shadipur_IV_06 | - | - | 0 | - | Active | - | - | - | -
89 | DJB_Package 02 | Patel Road Online BPS_Zone | NA | Mechanical | Valve | Valve | NA | Non-Critical | Gali No:6_Prem Nagar_DV_22 | - | - | 0 | - | Active | - | - | - | -
90 | DJB_Package 02 | Shastri Nagar UGR_Zone | Kirloskar Brother Ltd | Mechanical | Valve | Valve | NA | Non-Critical | Shashtri Nagar_DV_54 | - | - | 0 | - | Active | - | - | - | -
91 | DJB_Package 02 | - | - | Electrical | - | Electrical Document | NA | Non-Critical | Electrical Document_01 | - | - | 0 | - | Active | - | - | - | -
92 | DJB_Package 02 | Thansingh Nagar UGR_Zone | NA | Electrical | LT Panel | change over Switch | NA | Non-Critical | Galli No.10_CS_03 | - | - | 0 | - | Active | - | - | - | -
93 | DJB_Package 02 | Shastri Nagar UGR_Zone | L&T | Electrical | LT Panel | LT Panel | NA | Non-Critical | Shehzadabagh_LT Panel_03 | - | - | 0 | - | Active | - | 3 | - | -
94 | DJB_Package 02 | Thansingh Nagar UGR_Zone | Kirloskar Brother Ltd | Electrical | LT Panel | Booster Pump | NA | Non-Critical | Galli No.10_BP_04 | - | - | 0 | - | Active | - | 1 | 1 | -
95 | DJB_Package 02 | Patel Road Online BPS_Zone | Kirloskar Brother Ltd | Mechanical | Valve | Valve | NA | Non-Critical | 35 Block_LT Panel_SV_12 | - | - | 0 | - | Active | - | - | - | -
96 | DJB_Package 02 | Naraina D.Cantt UGR_Zone | NA | Instrument | Level Sensor | Level Sensor | NA | Non-Critical | Indur 1st_LS_17 | - | - | 0 | - | Active | - | 2 | - | -
97 | DJB_Package 02 | Shastri Nagar UGR_Zone | NA | Electrical | LT Panel | Oil Immersed Starter | NA | Non-Critical | DDA Flat Gulabibagh_Oil Starter_06 | - | - | 0 | - | Active | - | - | - | -
98 | DJB_Package 02 | Patel Road Online BPS_Zone | NA | Electrical | LT Panel | Main MCCB | DN2 400D | Non-Critical | Khanna_Market_Main MCCB_07 | - | - | 0 | - | Active | - | - | - | -
99 | DJB_Package 02 | New Rajender Nagar R Block_Zone | Kirloskar Brother Ltd | Mechanical | Valve | Valve | NA | Non-Critical | Todapur_BPS_DV_13 | - | - | 0 | - | Active | - | - | - | -
100 | DJB_Package 02 | Shastri Nagar UGR_Zone | Kirloskar Brother Ltd | Mechanical | Valve | Valve | NA | Non-Critical | DDA Flat Gulabibagh_DV_16 | - | - | 0 | - | Active | - | - | - | -
101 | DJB_Package 02 | Patel Road Online BPS_Zone | Advance Engineering Works Pvt Ltd | Electrical | LT Panel | Oil Circuit Breaker Starter | Type A2 | Non-Critical | Patel Road_Baljeet Nagar_Starter_77 | - | - | 0 | - | Active | - | - | - | -
102 | DJB_Package 02 | Jantapark UGR_Zone | Upadhyaya | Mechanical | Valve | Valve | NA | Non-Critical | Jantapark_IV_31 | - | - | 0 | - | Active | - | - | - | -
103 | DJB_Package 02 | Shastri Nagar UGR_Zone | NA | Electrical | LT Panel | Kit Kat Fuse | NA | Non-Critical | Sarai Basti_Feede Fuse_05 | - | - | 0 | - | Active | - | - | - | -
104 | DJB_Package 02 | Patel Road Online BPS_Zone | NA | Instrument | Flow Meter | Flow Meter | NA | Non-Critical | Shadipur_FM_20 | - | - | 0 | - | Active | - | 2 | - | -
105 | DJB_Package 02 | Patel Road Online BPS_Zone | Kirloskar Brother Ltd | Mechanical | Valve | Valve | NA | Non-Critical | Patel Road_Palem_DV_38 | - | - | 0 | - | Active | - | - | - | -
106 | DJB_Package 02 | Shastri Nagar UGR_Zone | Kirloskar Brother Ltd | Mechanical | NRV | NRV | NA | Non-Critical | Shehzadabagh_NRV_19 | - | - | 0 | - | Active | - | - | - | -
107 | DJB_Package 02 | Shastri Nagar UGR_Zone | Kirloskar Brother Ltd | Mechanical | Valve | Valve | NA | Non-Critical | DDA Flat Gulabibagh_NRV_21 | - | - | 0 | - | Active | - | - | - | -
108 | DJB_Package 02 | Patel Road Online BPS_Zone | NA | Mechanical | Valve | Valve | NA | Non-Critical | Shadipur_OV_15 | - | - | 0 | - | Active | - | - | - | -
109 | DJB_Package 02 | New Rajender Nagar R Block_Zone | NA | Electrical | LT Panel | change over Switch | NA | Non-Critical | Hanuman_Mandir_CS_04 | - | - | 0 | - | Active | - | - | - | -
110 | DJB_Package 02 | Shastri Nagar UGR_Zone | Kirloskar Brother Ltd | Mechanical | Valve | Valve | NA | Non-Critical | Chandrashekar_DV_24 | - | - | 0 | - | Active | - | - | - | -
111 | DJB_Package 02 | Patel Road Online BPS_Zone | L&T | Electrical | LT Panel | change over Switch | CO2 200 | Non-Critical | 28 Block_CS_09 | - | - | 0 | - | Active | - | - | - | -
112 | DJB_Package 02 | Shastri Nagar UGR_Zone | NA | Electrical | LT Motors | Booster Pump | NA | Non-Critical | InderloK_ BP_08 | - | - | 0 | - | Active | - | 1 | - | -
113 | DJB_Package 02 | Shastri Nagar UGR_Zone | NA | Electrical | LT Panel | LRRS | NA | Non-Critical | Shashtri Nagar_LRRS_16 | - | - | 0 | - | Active | - | - | - | -
114 | DJB_Package 02 | Patel Road Online BPS_Zone | Jyoti | Electrical | LT Motors | Booster Pump | 711040 | Non-Critical | Patel Road_Palem_BP_22 | - | - | 0 | - | Active | - | 1 | 1 | -
115 | DJB_Package 02 | Naraina D.Cantt UGR_Zone | L&T | Electrical | LT Panel | Main MCCB | NA | Non-Critical | Naraina Dis_MCCB_03 | - | - | 0 | - | Active | - | - | - | -
116 | DJB_Package 02 | Shastri Nagar UGR_Zone | Kirloskar Brother Ltd | Mechanical | Valve | Valve | NA | Non-Critical | DDA Flat Gulabibagh_NRV_20 | - | - | 0 | - | Active | - | - | - | -
117 | DJB_Package 02 | Shastri Nagar UGR_Zone | NA | Electrical | LT Panel | LRRS | NA | Non-Critical | Shashtri Nagar_LRRS_15 | - | - | 0 | - | Active | - | - | - | -
118 | DJB_Package 02 | Shastri Nagar UGR_Zone | HPL | Electrical | LT Panel | change over Switch | NA | Non-Critical | Swamidayanand_CS_01 | - | - | 0 | - | Active | - | - | - | -
119 | DJB_Package 02 | Patel Road Online BPS_Zone | Jyoti | Electrical | LT Motors | Booster Pump | NA | Non-Critical | Patel Road_Palem_BP_26 | - | - | 0 | - | Active | - | 1 | - | -
120 | DJB_Package 02 | Thansingh Nagar UGR_Zone | NA | Electrical | - | DOL Starter | NA | Non-Critical | Thansingh Nagar_DOL Starter_27 | - | - | 0 | - | Active | - | - | - | -
121 | DJB_Package 02 | Patel Road Online BPS_Zone | Kirloskar | Electrical | LT Panel | LT Panel | NA | Non-Critical | O Block_LT_10 | - | - | 0 | - | Active | - | 3 | - | -
122 | DJB_Package 02 | Patel Road Online BPS_Zone | NA | Instrument | Flow Meter | Flow Meter | NA | Non-Critical | C1 Block Ranjeet Nagar_FM_16 | - | - | 0 | - | Active | - | 2 | - | -
123 | DJB_Package 02 | Patel Road Online BPS_Zone | Kirloskar Brother Ltd | Mechanical | Valve | Valve | NA | Non-Critical | Pandav Nagar_DDA_SV_11 | - | - | 0 | - | Active | - | - | - | -
124 | DJB_Package 02 | Naraina D.Cantt UGR_Zone | NA | Electrical | LT Panel | APFC Panel | NA | Non-Critical | Brar Squar_ PF_05 | - | - | 0 | - | Active | - | 1 | - | -
125 | DJB_Package 02 | Naraina D.Cantt UGR_Zone | Kirloskar | Electrical | LT Motors | Booster Pump | UP 150/38 | Non-Critical | Naraina_ Khatta_OLB_BP_01 | - | - | 0 | - | Active | - | 1 | 1 | -
126 | DJB_Package 02 | Naraina D.Cantt UGR_Zone | KSB | Mechanical | Valve | Valve | NA | Non-Critical | Naraina Dis_SV_08 | - | - | 0 | - | Active | - | - | - | -
127 | DJB_Package 02 | Patel Road Online BPS_Zone | Kirloskar Brother Ltd | Mechanical | Valve | Valve | NA | Non-Critical | Patel Road_Palem_SV_28 | - | - | 0 | - | Active | - | - | - | -
128 | DJB_Package 02 | Patel Road Online BPS_Zone | KSB | Mechanical | Valve | Valve | NA | Non-Critical | C1 Block Ranjeet Nagar_DV_14 | - | - | 0 | - | Active | - | - | - | -
129 | DJB_Package 02 | Patel Road Online BPS_Zone | KSB | Electrical | LT Motors | Vaccum Release Pump | NA | Non-Critical | New Faridpuri_VP_06 | - | - | 0 | - | Active | - | - | - | -
130 | DJB_Package 02 | Jantapark UGR_Zone | NA | Electrical | LT Panel | MCCB | NA | Non-Critical | Jantapark_MCCB_09 | - | - | 0 | - | Active | - | - | - | -
131 | DJB_Package 02 | Patel Road Online BPS_Zone | KBL | Mechanical | Valve | Valve | NA | Non-Critical | 28-Block_IV_10 | - | - | 0 | - | Active | - | - | - | -
132 | DJB_Package 02 | Shastri Nagar UGR_Zone | NA | Electrical | LT Panel | Main MCCB | NA | Non-Critical | Chandrashekar_Main MCCB_01 | - | - | 0 | - | Active | - | - | - | -
133 | DJB_Package 02 | New Rajender Nagar R Block_Zone | Kirloskar Brother Ltd | Electrical | LT Motors | Booster Pump | CP125 330H & 150/200 CST | Non-Critical | Old Rajender_BPS_BP_01 | - | - | 0 | - | In-Active | NA | - | - | -
134 | DJB_Package 02 | Shastri Nagar UGR_Zone | Mysore Electricals | Electrical | HT Panel | HT Panel | NA | Non-Critical | Shashtri Nagar_ HT Panel_01 | - | - | 0 | - | Active | - | 4 | 1 | -
135 | DJB_Package 02 | Patel Road Online BPS_Zone | KSB | Electrical | LT Motors | Booster Pump | NA | Non-Critical | New Faridpuri_BP_04 | - | - | 0 | - | Active | - | 1 | 1 | -
136 | DJB_Package 02 | Shastri Nagar UGR_Zone | Kirloskar Brother Ltd | Mechanical | Valve | Valve | NA | Non-Critical | Ambabag_DV_16 | - | - | 0 | - | Active | - | - | - | -
137 | DJB_Package 02 | Shastri Nagar UGR_Zone | Kirloskar Brother Ltd | Mechanical | NRV | NRV | NA | Non-Critical | DDA Flat Gulabibagh_NRV_23 | - | - | 0 | - | Active | - | - | - | -
138 | DJB_Package 02 | Thansingh Nagar UGR_Zone | Kirloskar Brother Ltd | Mechanical | NRV | NRV | NA | Non-Critical | Thansingh Nagar_NRV_46 | - | - | 0 | - | Active | - | - | - | -
139 | DJB_Package 02 | New Rajender Nagar R Block_Zone | Kirloskar Brother Ltd | Mechanical | Valve | Valve | NA | Non-Critical | Old Rajender_BPS_DV_39 | - | - | 0 | - | Active | - | - | - | -
140 | DJB_Package 02 | Patel Road Online BPS_Zone | Kirloskar Brother Ltd | Mechanical | Valve | Valve | NA | Non-Critical | Patel Road_Naranina_DV_68 | - | - | 0 | - | Active | - | - | - | -
141 | DJB_Package 02 | Patel Road Online BPS_Zone | Kirloskar Brother Ltd | Mechanical | NRV | NRV | NA | Non-Critical | 35 Block_NRV_13 | - | - | 0 | - | Active | - | - | - | -
142 | DJB_Package 02 | Patel Road Online BPS_Zone | Kirloskar Brother Ltd | Mechanical | Valve | Valve | NA | Non-Critical | Patel Road_Naranina_SV_62 | - | - | 0 | - | Active | - | - | - | -
143 | DJB_Package 02 | Patel Road Online BPS_Zone | KBL | Mechanical | Valve | Valve | NA | Non-Critical | 28-Block_DV_16 | - | - | 0 | - | Active | - | - | - | -
144 | DJB_Package 02 | Patel Road Online BPS_Zone | Kirloskar Brother Ltd | Mechanical | NRV | NRV | NA | Non-Critical | Patel Road_Palem_NRV_42 | - | - | 0 | - | Active | - | - | - | -
145 | DJB_Package 02 | Shastri Nagar UGR_Zone | NA | Electrical | LT Motors | Vaccum Release Pump | NA | Non-Critical | DDA Flat Gulabibagh_VP_11 | - | - | 0 | - | Active | - | - | - | -
146 | DJB_Package 02 | Patel Road Online BPS_Zone | KBL | Mechanical | Valve | Valve | NA | Non-Critical | 28-Block_DV_15 | - | - | 0 | - | Active | - | - | - | -
147 | DJB_Package 02 | Thansingh Nagar UGR_Zone | Kirloskar Brother Ltd | Mechanical | Valve | Valve | NA | Non-Critical | Thansingh Nagar_DV_36 | - | - | 0 | - | Active | - | - | - | -
148 | DJB_Package 02 | Shastri Nagar UGR_Zone | Kirloskar | Electrical | LT Motors | Vaccum Release Pump | NA | Non-Critical | Sarai Basti_VP_13 | - | - | 0 | - | Active | - | - | - | -
149 | DJB_Package 02 | Shastri Nagar UGR_Zone | NA | Instrument | Level Sensor | Level Sensor | NA | Non-Critical | Shashtri Nagar_LS_55 | - | - | 0 | - | Active | - | 2 | - | -
150 | DJB_Package 02 | Patel Road Online BPS_Zone | KBL | Mechanical | Valve | Valve | NA | Non-Critical | Khanna_Market_SV_11 | - | - | 0 | - | Active | - | - | - | -
151 | DJB_Package 02 | Naraina D.Cantt UGR_Zone | KSB | Mechanical | Valve | Valve | NA | Non-Critical | Naraina Dispansary_DV_14 | - | - | 0 | - | Active | - | - | - | -
152 | DJB_Package 02 | Patel Road Online BPS_Zone | Kirloskar Brother Ltd | Mechanical | NRV | NRV | NA | Non-Critical | Patel Road_Naranina_NRV_74 | - | - | 0 | - | Active | - | - | - | -
153 | DJB_Package 02 | Naraina D.Cantt UGR_Zone | KSB | Mechanical | Valve | Valve | NA | Non-Critical | Naraina Dispansary_DV_16 | - | - | 0 | - | Active | - | - | - | -
154 | DJB_Package 02 | Patel Road Online BPS_Zone | Syntron | Electrical | LT Panel | LT Panel | NA | Non-Critical | New Faridpuri_ PF_16 | - | - | 0 | - | Active | - | 3 | - | -
155 | DJB_Package 02 | Jantapark UGR_Zone | Kirloskar | Electrical | HT Panel | MOCB | NA | Non-Critical | Jantapark_MOCB_65 | - | - | 0 | - | Active | - | - | - | -
156 | DJB_Package 02 | Patel Road Online BPS_Zone | NA | Instrument | Level Sensor | Level Sensor | NA | Non-Critical | Pandav Nagar_DDA_LS_18 | - | - | 0 | - | Active | - | 2 | - | -
157 | DJB_Package 02 | Patel Road Online BPS_Zone | KBL | Mechanical | Valve | Valve | NA | Non-Critical | Khanna_Market_NRV_19 | - | - | 0 | - | Active | - | - | - | -
158 | DJB_Package 02 | Shastri Nagar UGR_Zone | Kirloskar Brother Ltd | Mechanical | Valve | Valve | NA | Non-Critical | Chandrashekar_SV_12 | - | - | 0 | - | Active | - | - | - | -
159 | DJB_Package 02 | Patel Road Online BPS_Zone | Kirloskar | Electrical | LT Motors | Booster Pump | NA | Non-Critical | Patel Road_Baljeet Nagar_BP_86 | - | - | 0 | - | Active | - | 1 | 1 | -
160 | DJB_Package 02 | Thansingh Nagar UGR_Zone | NA | Electrical | LT Panel | Oil Circuit Breaker | NA | Non-Critical | Thansingh Nagar_Oil Circuit Breaker_17 | - | - | 0 | - | Active | - | - | - | -
161 | DJB_Package 02 | Patel Road Online BPS_Zone | NA | Electrical | HT Panel | HT Panel | NA | Non-Critical | New Faridpuri_HT Panel_10 | - | - | 0 | - | Active | - | 4 | 1 | -
162 | DJB_Package 02 | New Rajender Nagar R Block_Zone | NA | Electrical | LT Motors | Booster Pump | 600/125BST TA | Non-Critical | Hanuman_Mandir_BP_01 | - | - | 0 | - | Active | - | 1 | 1 | -
163 | DJB_Package 02 | Naraina D.Cantt UGR_Zone | KSB | Mechanical | Valve | Valve | NA | Non-Critical | I Block_DV_14 | - | - | 0 | - | Active | - | - | - | -
164 | DJB_Package 02 | Naraina D.Cantt UGR_Zone | NA | Electrical | LT Panel | Light Distribution BOX | NA | Non-Critical | Chintu_ LDB_05 | - | - | 0 | - | Active | - | - | - | -
165 | DJB_Package 02 | Patel Road Online BPS_Zone | NA | Mechanical | Valve | Valve | NA | Non-Critical | Shadipur_OV_09 | - | - | 0 | - | Active | - | - | - | -
166 | DJB_Package 02 | Thansingh Nagar UGR_Zone | L&T | Electrical | LT Panel | MCB | NA | Non-Critical | Galli No.10_MCB_01 | - | - | 0 | - | Active | - | - | - | -
167 | DJB_Package 02 | Jantapark UGR_Zone | NA | Electrical | LT Panel | MCCB | NA | Non-Critical | Jantapark_MCCB_11 | - | - | 0 | - | Active | - | - | - | -
168 | DJB_Package 02 | Naraina D.Cantt UGR_Zone | KSB | Mechanical | Valve | Valve | NA | Non-Critical | Indur 1st_CDV_16 | - | - | 0 | - | Active | - | - | - | -
169 | DJB_Package 02 | New Rajender Nagar R Block_Zone | NA | Instrument | Level Sensor | Level Sensor | NA | Non-Critical | Todapur_BPS_LI_27 | - | - | 0 | - | Active | - | 2 | - | -
170 | DJB_Package 02 | Patel Road Online BPS_Zone | NEPTUNE | Electrical | LT Panel | APFC Panel | RM 8 PLUS | Non-Critical | Khanna_Market_PF_08 | - | - | 0 | - | Active | - | 1 | - | -
171 | DJB_Package 02 | Thansingh Nagar UGR_Zone | Kirloskar Brother Ltd | Mechanical | NRV | NRV | NA | Non-Critical | Thansingh Nagar_NRV_47 | - | - | 0 | - | Active | - | - | - | -
172 | DJB_Package 02 | Patel Road Online BPS_Zone | KSB | Mechanical | Valve | Valve | NA | Non-Critical | New Faridpuri_SV_23 | - | - | 0 | - | Active | - | - | - | -
173 | DJB_Package 02 | Patel Road Online BPS_Zone | Kiloskar | Electrical | LT Panel | LT Panel | N/A | Non-Critical | Pandav Nagar_DDA_LT PANEL_05 | - | - | 0 | - | Active | - | - | - | -
174 | DJB_Package 02 | New Rajender Nagar R Block_Zone | Kirloskar Brother Ltd | Mechanical | Valve | Valve | NA | Non-Critical | Old Rajender_BPS_DV_34 | - | - | 0 | - | Active | - | - | - | -
175 | DJB_Package 02 | New Rajender Nagar R Block_Zone | Kirloskar Brother Ltd | Mechanical | Valve | Valve | NA | Non-Critical | Todapur_BPS_DV_14 | - | - | 0 | - | Active | - | - | - | -
176 | DJB_Package 02 | Patel Road Online BPS_Zone | Kirloskar Brother Ltd | Electrical | LT Motors | Booster Pump | UP 80/38 | Non-Critical | Khanna_Market_BP_02 | - | - | 0 | - | Active | - | 1 | 1 | -
177 | DJB_Package 02 | Thansingh Nagar UGR_Zone | Kirloskar Brother Ltd | Mechanical | Valve | Valve | NA | Non-Critical | Thansingh Nagar_DV_40 | - | - | 0 | - | Active | - | - | - | -
178 | DJB_Package 02 | Patel Road Online BPS_Zone | Kirloskar Brother Ltd | Electrical | LT Motors | Booster Pump | UP 150/38A | Non-Critical | Gali No:6_Prem Nagar_BP_02 | - | - | 0 | - | Active | - | 1 | 1 | -
179 | DJB_Package 02 | Patel Road Online BPS_Zone | Kirloskar Brother Ltd | Electrical | LT Motors | Booster Pump | UP 80/38 | Non-Critical | Khanna_Market_BP_01 | - | - | 0 | - | Active | - | 1 | 1 | -
180 | DJB_Package 02 | Shastri Nagar UGR_Zone | Kirloskar Brother Ltd | Mechanical | Valve | Valve | NA | Non-Critical | Swamidayanand_DV_13 | - | - | 0 | - | Active | - | - | - | -
181 | DJB_Package 02 | Naraina D.Cantt UGR_Zone | NA | Electrical | LT Motors | Booster Pump | NA | Non-Critical | Shiv Mandir__ BP_02 | - | - | 0 | - | Active | - | 1 | 1 | -
182 | DJB_Package 02 | Shastri Nagar UGR_Zone | NA | Electrical | LT Motors | Booster Pump | NA | Non-Critical | InderloK_ BP_09 | - | - | 0 | - | Active | - | 1 | 1 | -
183 | DJB_Package 02 | Patel Road Online BPS_Zone | KSB | Mechanical | Valve | Valve | NA | Non-Critical | New Faridpuri_DV_34 | - | - | 0 | - | Active | - | - | - | -
184 | DJB_Package 02 | Patel Road Online BPS_Zone | Jyoti | Electrical | LT Motors | Booster Pump | 122698 | Non-Critical | Patel Road_Palem_BP_23 | - | - | 0 | - | Active | - | 1 | 1 | -
185 | DJB_Package 02 | Patel Road Online BPS_Zone | KSB | Mechanical | Valve | Valve | NA | Non-Critical | New Faridpuri_SV_24 | - | - | 0 | - | Active | - | - | - | -
186 | DJB_Package 02 | Patel Road Online BPS_Zone | - | Electrical | LT Panel | Air Circuit Breaker | NA | Non-Critical | Patel Road_ACB_10 | - | - | 0 | - | Active | - | - | - | -
187 | DJB_Package 02 | Shastri Nagar UGR_Zone | Kirloskar Brother Ltd | Mechanical | NRV | NRV | NA | Non-Critical | Shehzadabagh_NRV_18 | - | - | 0 | - | Active | - | - | - | -
188 | DJB_Package 02 | Jantapark UGR_Zone | NA | Electrical | LT Panel | MCCB | NA | Non-Critical | Jantapark_MCCB_07 | - | - | 0 | - | Active | - | - | - | -
189 | DJB_Package 02 | New Rajender Nagar R Block_Zone | Kirloskar Brother Ltd | Mechanical | Valve | Valve | NA | Non-Critical | Todapur_BPS_DV_25 | - | - | 0 | - | Active | - | - | - | -
190 | DJB_Package 02 | Patel Road Online BPS_Zone | KSB | Mechanical | Valve | Valve | NA | Non-Critical | New Faridpuri_SV_25 | - | - | 0 | - | Active | - | - | - | -
191 | DJB_Package 02 | Patel Road Online BPS_Zone | Kirloskar Brother Ltd | Mechanical | Valve | Valve | NA | Non-Critical | Patel Road_Baljeet Nagar_SV_91 | - | - | 0 | - | Active | - | - | - | -
192 | DJB_Package 02 | Patel Road Online BPS_Zone | KSB | Mechanical | Valve | Valve | NA | Non-Critical | C1 Block Ranjeet Nagar_DV_10 | - | - | 0 | - | Active | - | - | - | -
193 | DJB_Package 02 | Patel Road Online BPS_Zone | Kirloskar Brother Ltd | Mechanical | Valve | Valve | NA | Non-Critical | 35 Block_LT Panel_SV_11 | - | - | 0 | - | Active | - | - | - | -
194 | DJB_Package 02 | New Rajender Nagar R Block_Zone | Kirloskar Brother Ltd | Mechanical | Valve | Valve | NA | Non-Critical | Old Rajender_BPS_OV_13 | - | - | 0 | - | Active | - | - | - | -
195 | DJB_Package 02 | Patel Road Online BPS_Zone | NA | Mechanical | Valve | Valve | NA | Non-Critical | Gali No:8_Baljeet Nagar_SV_10 | - | - | 0 | - | Active | - | - | - | -
196 | DJB_Package 02 | Patel Road Online BPS_Zone | Kirloskar Brother Ltd | Mechanical | NRV | NRV | NA | Non-Critical | 35 Block_NRV_14 | - | - | 0 | - | Active | - | - | - | -
197 | DJB_Package 02 | Patel Road Online BPS_Zone | Kirloskar Brother Ltd | Mechanical | Valve | Valve | NA | Non-Critical | Pandav Nagar_DV_11 | - | - | 0 | - | Active | - | - | - | -
198 | DJB_Package 02 | Patel Road Online BPS_Zone | Kirloskar Brother Ltd | Mechanical | Valve | Valve | NA | Non-Critical | Patel Road_Baljeet Nagar_DV_94 | - | - | 0 | - | Active | - | - | - | -
199 | DJB_Package 02 | Patel Road Online BPS_Zone | Havells | Electrical | LT Panel | change over Switch | NA | Non-Critical | C Block Ranjeet Nagar_CS_08 | - | - | 0 | - | Active | - | - | - | -
200 | DJB_Package 02 | Thansingh Nagar UGR_Zone | Kirloskar Brother Ltd | Mechanical | Valve | Valve | NA | Non-Critical | Thansingh Nagar_SV_32 | - | - | 0 | - | Active | - | - | - | -
201 | DJB_Package 02 | Patel Road Online BPS_Zone | - | Electrical | LT Panel | Air Circuit Breaker | NA | Non-Critical | Patel Road_ACB_14 | - | - | 0 | - | Active | - | - | - | -
202 | DJB_Package 02 | Jantapark UGR_Zone | Jyoti | Electrical | LT Panel | Booster Pump | CD 200 H | Non-Critical | Jantapark_BP_25 | - | - | 0 | - | Active | - | 1 | 1 | -
203 | DJB_Package 02 | Naraina D.Cantt UGR_Zone | NA | Electrical | LT Motors | Booster Pump | NA | Non-Critical | Brar Squar_ BP_02 | - | - | 0 | - | Active | - | 1 | 1 | -
204 | DJB_Package 02 | New Rajender Nagar R Block_Zone | NA | Electrical | LT Panel | change over Switch | NA | Non-Critical | Yashoda_CS_03 | - | - | 0 | - | Active | - | - | - | -
205 | DJB_Package 02 | New Rajender Nagar R Block_Zone | KSB | Mechanical | Valve | Valve | NA | Non-Critical | Dusghara_BPS_DV_12 | - | - | 0 | - | Active | - | - | - | -
206 | DJB_Package 02 | Naraina D.Cantt UGR_Zone | KSB | Mechanical | Valve | Valve | NA | Non-Critical | C&H Block_IV_08 | - | - | 0 | - | Active | - | - | - | -
207 | DJB_Package 02 | Naraina D.Cantt UGR_Zone | NA | Mechanical | Valve | Valve | NA | Non-Critical | Brar Squar_ DV_11 | - | - | 0 | - | Active | - | - | - | -
208 | DJB_Package 02 | Patel Road Online BPS_Zone | NA | Instrument | Level Sensor | Level Sensor | NA | Non-Critical | Gali No:8_Baljeet Nagar_DV_23 | - | - | 0 | - | Active | - | 2 | - | -
209 | DJB_Package 02 | Patel Road Online BPS_Zone | NA | Mechanical | Valve | Valve | NA | Non-Critical | Gali No:8_Baljeet Nagar_SV_11 | - | - | 0 | - | Active | - | - | - | -
210 | DJB_Package 02 | New Rajender Nagar R Block_Zone | Kirloskar Brother Ltd | Mechanical | Valve | Valve | NA | Non-Critical | Hanuman_Mandir_SV_06 | - | - | 0 | - | Active | - | - | - | -
211 | DJB_Package 02 | Patel Road Online BPS_Zone | KSB | Electrical | LT Motors | Booster Pump | NA | Non-Critical | C Block Ranjeet Nagar_BP_03 | - | - | 0 | - | Active | - | 1 | 1 | -
212 | DJB_Package 02 | Patel Road Online BPS | Kirloskar | Electrical | HT Panel | MOCB | NA | Non-Critical | New Faridpuri_MOCB_45 | - | - | 0 | - | Active | - | - | - | -
213 | DJB_Package 02 | Patel Road Online BPS_Zone | Kirloskar Brother Ltd | Mechanical | Valve | Valve | NA | Non-Critical | Shiv Chowck_SV_11 | - | - | 0 | - | Active | - | - | - | -
214 | DJB_Package 02 | Patel Road Online BPS_Zone | Kirloskar Brother Ltd | Mechanical | NRV | NRV | NA | Non-Critical | Patel Road_Baljeet Nagar_NRV_130 | - | - | 0 | - | Active | - | - | - | -
215 | DJB_Package 02 | Naraina D.Cantt UGR_Zone | NA | Electrical | LT Panel | Light Distribution BOX | NA | Non-Critical | Brar Squar_ LDB_07 | - | - | 0 | - | Active | - | - | - | -
216 | DJB_Package 02 | Shastri Nagar UGR_Zone | NA | Electrical | LT Motors | Vaccum Release Pump | NA | Non-Critical | InderloK_ VP_12 | - | - | 0 | - | Active | - | - | - | -
217 | DJB_Package 02 | Patel Road Online BPS_Zone | NA | Electrical | LT Motors | Submersible Pump | NA | Non-Critical | RockGarden_SP_01 | - | - | 0 | - | Active | - | - | - | -
218 | DJB_Package 02 | Patel Road Online BPS_Zone | NA | Electrical | LT Panel | Main Fuse | NA | Non-Critical | C Block Ranjeet Nagar_Main Fuse_06 | - | - | 0 | - | Active | - | - | - | -
219 | DJB_Package 02 | Shastri Nagar UGR_Zone | Kirloskar Brother Ltd | Mechanical | Valve | Valve | NA | Non-Critical | Vivekanandpuri_SV_10 | - | - | 0 | - | Active | - | - | - | -
220 | DJB_Package 02 | Patel Road Online BPS_Zone | Kirloskar Brother Ltd | Mechanical | NRV | NRV | NA | Non-Critical | Patel Road_Naranina_NRV_75 | - | - | 0 | - | Active | - | - | - | -
221 | DJB_Package 02 | Patel Road Online BPS_Zone | Jyoti | Electrical | LT Motors | Booster Pump | NA | Non-Critical | Patel Road_Palem_BP_27 | - | - | 0 | - | Active | - | 1 | - | -
222 | DJB_Package 02 | Patel Road Online BPS_Zone | NA | Instrument | Flow Meter | Flow Meter | NA | Non-Critical | Pandav Nagar_DDA_FM_20 | - | - | 0 | - | Active | - | 2 | - | -
223 | DJB_Package 02 | Naraina D.Cantt UGR_Zone | KSB | Mechanical | Valve | Valve | NA | Non-Critical | I Block_DV_10 | - | - | 0 | - | Active | - | - | - | -
224 | DJB_Package 02 | Shastri Nagar UGR_Zone | Kirloskar Brother Ltd | Mechanical | Valve | Valve | NA | Non-Critical | Swamidayanand_DV_12 | - | - | 0 | - | Active | - | - | - | -
225 | DJB_Package 02 | Patel Road Online BPS_Zone | Advance Engineering Works Pvt Ltd | Electrical | LT Panel | Oil-Circuit-Breaker | Type A2 | Non-Critical | Patel Road_Palem_Oil Starter_17 | - | - | 0 | - | Active | - | - | - | -
226 | DJB_Package 02 | Jantapark UGR_Zone | NA | Instrument | Level Sensor | Level Sensor | NA | Non-Critical | Jantapark_LS_59 | - | - | 0 | - | Active | - | 2 | - | -
227 | DJB_Package 02 | Patel Road Online BPS_Zone | NA | Mechanical | Valve | Valve | NA | Non-Critical | Gali No:6_Prem Nagar_DV_19 | - | - | 0 | - | Active | - | - | - | -
228 | DJB_Package 02 | Naraina D.Cantt UGR_Zone | Kirloskar | Electrical | LT Motors | Booster Pump | S2256 | Non-Critical | Sastri Park_ FBP_01 | - | - | 0 | - | Active | - | 1 | 1 | -
229 | DJB_Package 02 | Patel Road Online BPS_Zone | NA | Electrical | LT Panel | change over Switch | NA | Non-Critical | Shadipur_CS_02 | - | - | 0 | - | Active | - | - | - | -
230 | DJB_Package 02 | Thansingh Nagar UGR_Zone | C&S | Electrical | LT Panel | Main Fuse | NA | Non-Critical | Gali No:7 _Main Fuse_02 | - | - | 0 | - | Active | - | - | - | -
231 | DJB_Package 02 | Patel Road Online BPS_Zone | NA | Instrument | Flow Meter | Flow Meter | NA | Non-Critical | Gali No:6_Prem Nagar_FM_30 | - | - | 0 | - | Active | - | 2 | - | -
232 | DJB_Package 02 | New Rajender Nagar R Block_Zone | KSB | Mechanical | Valve | Valve | NA | Non-Critical | Dusghara_BPS_SV_10 | - | - | 0 | - | Active | - | - | - | -
233 | DJB_Package 02 | Patel Road Online BPS_Zone | NA | Instrument | Level Sensor | Level Sensor | NA | Non-Critical | O Block_LS_29 | - | - | 0 | - | Active | - | 2 | - | -
234 | DJB_Package 02 | Jantapark UGR_Zone | Upadhyaya | Mechanical | NRV | NRV | NA | Non-Critical | Jantapark_NRV_41 | - | - | 0 | - | Active | - | - | - | -
235 | DJB_Package 02 | New Rajender Nagar R Block_Zone | Kirloskar Brother Ltd | Mechanical | Valve | Valve | NA | Non-Critical | Old Rajender_BPS_DV_33 | - | - | 0 | - | Active | - | - | - | -
236 | DJB_Package 02 | Shastri Nagar UGR_Zone | Kirloskar Brother Ltd | Mechanical | - | Main Inlet Valve | NA | Non-Critical | Shashtri Nagar_MIV_59 | - | - | 0 | - | Active | - | - | - | -
237 | DJB_Package 02 | Jantapark UGR_Zone | Upadhyaya | Mechanical | NRV | NRV | NA | Non-Critical | Jantapark_NRV_39 | - | - | 0 | - | Active | - | - | - | -
238 | DJB_Package 02 | Shastri Nagar UGR_Zone | NA | Electrical | LT Panel | Pump Feeder Panel | NA | Non-Critical | Chandrashekar_Pump Feeder_02 | - | - | 0 | - | Active | - | - | - | -
239 | DJB_Package 02 | Shastri Nagar UGR_Zone | Kirloskar Brother Ltd | Mechanical | NRV | NRV | NA | Non-Critical | Ambabag_NRV_17 | - | - | 0 | - | Active | - | - | - | -
240 | DJB_Package 02 | Naraina D.Cantt UGR_Zone | KSB | Mechanical | Valve | Valve | NA | Non-Critical | Naraina Dis_DV_10 | - | - | 0 | - | Active | - | - | - | -
241 | DJB_Package 02 | Naraina D.Cantt UGR_Zone | KSB | Mechanical | Valve | Valve | NA | Non-Critical | Naraina Dis_DV_11 | - | - | 0 | - | Active | - | - | - | -
242 | DJB_Package 02 | Shastri Nagar UGR_Zone | NA | Electrical | LT Panel | Starter Panel | NA | Non-Critical | Swamidayanand_Starter_04 | - | - | 0 | - | Active | - | 3 | - | -
243 | DJB_Package 02 | Shastri Nagar UGR_Zone | L&T | Electrical | LT Panel | Air Circuit Breaker | 800 AMP | Non-Critical | Shashtri Nagar_ACB_68 | - | - | 0 | - | Active | - | - | - | -
244 | DJB_Package 02 | Patel Road Online BPS_Zone | NA | Mechanical | Valve | Valve | NA | Non-Critical | Gali No:6_Prem Nagar_DV_21 | - | - | 0 | - | Active | - | - | - | -
245 | DJB_Package 02 | Patel Road Online BPS_Zone | KSB | Mechanical | Valve | Valve | NA | Non-Critical | Old Faridpuri_DV_11 | - | - | 0 | - | Active | - | - | - | -
246 | DJB_Package 02 | Patel Road Online BPS_Zone | Kirloskar Brother Ltd | Mechanical | Valve | Valve | NA | Non-Critical | Patel Road_Baljeet Nagar_DV_105 | - | - | 0 | - | Active | - | - | - | -
247 | DJB_Package 02 | Thansingh Nagar UGR_Zone | Kirloskar Brother Ltd | Electrical | LT Motors | Booster Pump | UP 100/35 | Non-Critical | Gali No:3 Punjabi Basti_BP_01 | - | - | 0 | - | Active | - | 1 | 1 | -
248 | DJB_Package 02 | Patel Road Online BPS_Zone | KSB | Mechanical | Valve | Valve | NA | Non-Critical | Old Faridpuri_IV_09 | - | - | 0 | - | Active | - | - | - | -
249 | DJB_Package 02 | Shastri Nagar UGR_Zone | NA | Electrical | LT Panel | Kit Kat Fuse | NA | Non-Critical | Sarai Basti_Feede Fuse_04 | - | - | 0 | - | Active | - | - | - | -
250 | DJB_Package 02 | Patel Road Online BPS_Zone | Kirloskar Brother Ltd | Mechanical | Valve | Valve | NA | Non-Critical | Patel Road_Baljeet Nagar_SV_88 | - | - | 0 | - | Active | - | - | - | -
251 | DJB_Package 02 | Patel Road Online BPS_Zone | - | Electrical | LT Panel | Air Circuit Breaker | NA | Non-Critical | Patel Road_ACB_13 | - | - | 0 | - | Active | - | - | - | -
252 | DJB_Package 02 | Patel Road Online BPS_Zone | Kirloskar Brother Ltd | Mechanical | Valve | Valve | NA | Non-Critical | Pandav Nagar_DV_15 | - | - | 0 | - | Active | - | - | - | -
253 | DJB_Package 02 | Shastri Nagar UGR_Zone | NA | Electrical | LT Panel | Starter Panel | NA | Non-Critical | Shehzadabagh_Feeder Panel_08 | - | - | 0 | - | Active | - | 3 | - | -
254 | DJB_Package 02 | Patel Road Online BPS_Zone | Kirloskar Brother Ltd | Electrical | LT Motors | Vaccum Release Pump | NA | Non-Critical | 35 Block_VP_03 | - | - | 0 | - | Active | - | - | - | -
255 | DJB_Package 02 | Naraina D.Cantt UGR_Zone | NA | Electrical | LT Panel | APFC Panel | APFC Type 1143 | Non-Critical | Naraina Dispansary_PF_08 | - | - | 0 | - | Active | - | 1 | - | -
256 | DJB_Package 02 | Patel Road Online BPS_Zone | NA | Electrical | - | DOL Starter | NA | Non-Critical | Pandav Nagar_ DOL_08 | - | - | 0 | - | Active | - | - | - | -
257 | DJB_Package 02 | Thansingh Nagar UGR_Zone | - | Electrical | HT Panel | MOCB | NA | Non-Critical | Thansingh Nagar_MOCB_56 | - | - | 0 | - | Active | - | - | - | -
258 | DJB_Package 02 | Patel Road Online BPS_Zone | NA | Mechanical | Valve | Valve | NA | Non-Critical | Gali No:8_Baljeet Nagar_SV_13 | - | - | 0 | - | Active | - | - | - | -
259 | DJB_Package 02 | New Rajender Nagar R Block_Zone | Kirloskar Brother Ltd | Mechanical | Valve | Valve | NA | Non-Critical | Old Rajender_BPS_SV_25 | - | - | 0 | - | Active | - | - | - | -
260 | DJB_Package 02 | Patel Road Online BPS_Zone | Advance Engineering Works Pvt Ltd | Electrical | LT Panel | Oil-Circuit-Breaker | Type A2 | Non-Critical | Patel Road_Palem_Oil Starter_21 | - | - | 0 | - | Active | - | - | - | -
261 | DJB_Package 02 | Patel Road Online BPS_Zone | KSB | Instrument | Flow Meter | Flow Meter | NA | Non-Critical | Old Faridpuri_NRV_19 | - | - | 0 | - | Active | - | 2 | - | -
262 | DJB_Package 02 | Thansingh Nagar UGR_Zone | - | Electrical | HT Panel | MOCB | NA | Non-Critical | Thansingh Nagar_MOCB_59 | - | - | 0 | - | Active | - | - | - | -
263 | DJB_Package 02 | Patel Road Online BPS_Zone | Kirloskar Brother Ltd | Mechanical | Valve | Valve | NA | Non-Critical | Patel Road_Palem_DV_37 | - | - | 0 | - | Active | - | - | - | -
264 | DJB_Package 02 | Shastri Nagar UGR_Zone | JASH | Mechanical | - | Sluice Gate | NA | Non-Critical | Shashtri Nagar_CSG_61 | - | - | 0 | - | Active | - | - | - | -
265 | DJB_Package 02 | Jantapark UGR_Zone | NA | Electrical | LT Panel | MCCB | NA | Non-Critical | Jantapark_MCCB_12 | - | - | 0 | - | Active | - | - | - | -
266 | DJB_Package 02 | Patel Road Online BPS_Zone | NA | Electrical | LT Panel | LT Panel | Type A2 | Non-Critical | Patel Road_Naranina_Starter_53 | - | - | 0 | - | Active | - | 3 | - | -
267 | DJB_Package 02 | Shastri Nagar UGR_Zone | Advance Engineering Works Pvt Ltd | Electrical | LT Panel | Oil Immersed Starter | NA | Non-Critical | Sarai Basti_Oil Starter_06 | - | - | 0 | - | Active | - | - | - | -
268 | DJB_Package 02 | Thansingh Nagar UGR_Zone | NA | Electrical | LT Panel | Starter Panel | NA | Non-Critical | Gali No:3 Punjabi Basti_SP_02 | - | - | 0 | - | Active | - | 3 | - | -
269 | DJB_Package 02 | Thansingh Nagar UGR_Zone | Kirloskar Brother Ltd | Mechanical | NRV | NRV | NA | Non-Critical | Thansingh Nagar_NRV_48 | - | - | 0 | - | Active | - | - | - | -
270 | DJB_Package 02 | Patel Road Online BPS_Zone | Kirloskar | Electrical | LT Motors | Booster Pump | NA | Non-Critical | Patel Road_Naranina_BP_59 | - | - | 0 | - | Active | - | 1 | 1 | -
271 | DJB_Package 02 | Naraina D.Cantt UGR_Zone | KSB | Mechanical | Valve | Valve | NA | Non-Critical | Naraina Dispansary_SV_10 | - | - | 0 | - | Active | - | - | - | -
272 | DJB_Package 02 | Shastri Nagar UGR_Zone | JASH | Mechanical | - | Sluice Gate | NA | Non-Critical | Shashtri Nagar_CSG_62 | - | - | 0 | - | Active | - | - | - | -
273 | DJB_Package 02 | Naraina D.Cantt UGR_Zone | NA | Electrical | LT Motors | Vaccum Release Pump | NA | Non-Critical | Indur 1st_VRP_04 | - | - | 0 | - | Active | - | - | - | -
274 | DJB_Package 02 | Thansingh Nagar UGR_Zone | Kirloskar Brother Ltd | Mechanical | Valve | Valve | NA | Non-Critical | Thansingh Nagar_SV_33 | - | - | 0 | - | Active | - | - | - | -
275 | DJB_Package 02 | Patel Road Online BPS_Zone | Kirloskar Brother Ltd | Mechanical | NRV | NRV | NA | Non-Critical | Patel Road_Baljeet Nagar_NRV_97 | - | - | 0 | - | Active | - | - | - | -
276 | DJB_Package 02 | Patel Road Online BPS_Zone | NA | Electrical | LT Panel | Oil Circuit Breaker Starter | NA | Non-Critical | Patel Road_Naranina_Starter_47 | - | - | 0 | - | Active | - | - | - | -
277 | DJB_Package 02 | Patel Road Online BPS_Zone | Kirloskar Brother Ltd | Mechanical | Valve | Valve | NA | Non-Critical | 35 Block_DV_17 | - | - | 0 | - | Active | - | - | - | -
278 | DJB_Package 02 | Patel Road Online BPS_Zone | NA | Electrical | LT Panel | Main Fuse | NA | Non-Critical | O Block_Main Fuse_07 | - | - | 0 | - | Active | - | - | - | -
279 | DJB_Package 02 | Patel Road Online BPS_Zone | KSB | Mechanical | Valve | Valve | NA | Non-Critical | New Faridpuri_SV_22 | - | - | 0 | - | Active | - | - | - | -
280 | DJB_Package 02 | Shastri Nagar UGR_Zone | - | Electrical | LT Motors | Vaccum Release Pump | NA | Non-Critical | Shashtri Nagar_VP_59 | - | - | 0 | - | Active | - | - | - | -
281 | DJB_Package 02 | Shastri Nagar UGR_Zone | Kirloskar Brother Ltd | Mechanical | Valve | Valve | NA | Non-Critical | Shehzadabagh_DV_23 | - | - | 0 | - | Active | - | - | - | -
282 | DJB_Package 02 | Shastri Nagar UGR_Zone | NA | Electrical | LT Motors | Vaccum Release Pump | NA | Non-Critical | InderloK_ VP_11 | - | - | 0 | - | Active | - | - | - | -
283 | DJB_Package 02 | Shastri Nagar UGR_Zone | Kirloskar | Electrical | LT Motors | Booster Pump | NA | Non-Critical | Swamidayanand_BP_06 | - | - | 0 | - | Active | - | 1 | 1 | -
284 | DJB_Package 02 | Patel Road Online BPS_Zone | NA | Electrical | LT Panel | change over Switch | NA | Non-Critical | Pandav Nagar_DDA_CS_04 | - | - | 0 | - | Active | - | - | - | -
285 | DJB_Package 02 | Shastri Nagar UGR_Zone | NA | Electrical | LT Panel | Pump Feeder Panel | NA | Non-Critical | Chandrashekar_Pump Feeder_03 | - | - | 0 | - | Active | - | - | - | -
286 | DJB_Package 02 | Shastri Nagar UGR_Zone | Kirloskar Brother Ltd | Mechanical | NRV | NRV | NA | Non-Critical | DDA Flat Gulabibagh_NRV_24 | - | - | 0 | - | Active | - | - | - | -
287 | DJB_Package 02 | Patel Road Online BPS_Zone | NA | Mechanical | Valve | Valve | NA | Non-Critical | Shadipur_OV_10 | - | - | 0 | - | Active | - | - | - | -
288 | DJB_Package 02 | Patel Road Online BPS_Zone | Kirloskar Brother Ltd | Mechanical | Valve | Valve | NA | Non-Critical | Pandav Nagar_DDA_DV_16 | - | - | 0 | - | Active | - | - | - | -
289 | DJB_Package 02 | Patel Road Online BPS_Zone | NA | Electrical | LT Panel | Main Fuse | NA | Non-Critical | Shiv Chowck_Main Fuse_05 | - | - | 0 | - | Active | - | - | - | -
290 | DJB_Package 02 | Shastri Nagar UGR_Zone | Kirloskar | Electrical | LT Motors | Booster Pump | NA | Non-Critical | Vivekanandpuri_BP_07 | - | - | 0 | - | Active | - | 1 | 1 | -
291 | DJB_Package 02 | Shastri Nagar UGR_Zone | NA | Electrical | LT Motors | Booster Pump | NA | Non-Critical | Chandrashekar_BP_05 | - | - | 0 | - | Active | - | 1 | 1 | -
292 | DJB_Package 02 | Naraina D.Cantt UGR_Zone | NA | Mechanical | Valve | Valve | NA | Non-Critical | Brar Squar_ SV_09 | - | - | 0 | - | Active | - | - | - | -
293 | DJB_Package 02 | Naraina D.Cantt UGR_Zone | NA | Electrical | LT Motors | Vaccum Release Pump | RC112M | Non-Critical | Indur 2nd_VRP_03 | - | - | 0 | - | Active | - | - | - | -
294 | DJB_Package 02 | Naraina D.Cantt UGR_Zone | NA | Electrical | LT Motors | Booster Pump | NA | Non-Critical | Shiv Mandir_ BP_01 | - | - | 0 | - | Active | - | 1 | 1 | -
295 | DJB_Package 02 | Shastri Nagar UGR_Zone | Kirloskar Brother Ltd | Mechanical | NRV | NRV | NA | Non-Critical | DDA Flat Gulabibagh_NRV_25 | - | - | 0 | - | Active | - | - | - | -
296 | DJB_Package 02 | Shastri Nagar UGR_Zone | Kirloskar Brother Ltd | Mechanical | Valve | Valve | NA | Non-Critical | Sarai Basti_IV_14 | - | - | 0 | - | Active | - | - | - | -
297 | DJB_Package 02 | New Rajender Nagar R Block_Zone | Kirloskar Brother Ltd | Mechanical | NRV | NRV | NA | Non-Critical | Todapur_BPS_NRV_20 | - | - | 0 | - | Active | - | - | - | -
298 | DJB_Package 02 | Patel Road Online BPS_Zone | Kirloskar | Electrical | LT Motors | Booster Pump | NA | Non-Critical | Patel Road_Naranina_BP_58 | - | - | 0 | - | Active | - | 1 | 1 | -
299 | DJB_Package 02 | Shastri Nagar UGR_Zone | NA | Electrical | LT Panel | LT Panel | NA | Non-Critical | DDA Flat Gulabibagh_LT Panel_03 | - | - | 0 | - | Active | - | - | - | -
300 | DJB_Package 02 | Thansingh Nagar UGR_Zone | NA | Electrical | LT Panel | LRRS | NA | Non-Critical | Thansingh Nagar_LRRS_21 | - | - | 0 | - | Active | - | - | - | -
301 | DJB_Package 02 | Patel Road Online BPS_Zone | KBL | Mechanical | Valve | Valve | NA | Non-Critical | Khanna_Market_DV_17 | - | - | 0 | - | Active | - | - | - | -
302 | DJB_Package 02 | Shastri Nagar UGR_Zone | HPL | Electrical | LT Panel | change over Switch | NA | Non-Critical | Ambabag_CS_03 | - | - | 0 | - | Active | - | - | - | -
303 | DJB_Package 02 | New Rajender Nagar R Block_Zone | Kirloskar Brother Ltd | Mechanical | Valve | Valve | NA | Non-Critical | Old Rajender_BPS_SV_24 | - | - | 0 | - | Active | - | - | - | -
304 | DJB_Package 02 | Patel Road Online BPS_Zone | NA | Instrument | Flow Meter | Flow Meter | NA | Non-Critical | Khanna_Market_FM_26 | - | - | 0 | - | Active | - | 2 | - | -
305 | DJB_Package 02 | Naraina D.Cantt UGR_Zone | NA | Mechanical | NRV | NRV | NA | Non-Critical | Chintu_ NRV_08 | - | - | 0 | - | Active | - | - | - | -
306 | DJB_Package 02 | Patel Road Online BPS_Zone | KSB | Mechanical | Valve | Valve | NA | Non-Critical | New Faridpuri_DV_39 | - | - | 0 | - | Active | - | - | - | -
307 | DJB_Package 02 | Shastri Nagar UGR_Zone | NA | Electrical | LT Motors | Booster Pump | NA | Non-Critical | Shehzadabagh_BP_09 | - | - | 0 | - | Active | - | 1 | 1 | -
308 | DJB_Package 02 | Patel Road Online BPS_Zone | NA | Electrical | LT Motors | Booster Pump | NA | Non-Critical | C1 Block Ranjeet Nagar_BP_01 | - | - | 0 | - | In-Active | This Pump Not Use | 1 | - | -
309 | DJB_Package 02 | Patel Road Online BPS_Zone | Kirloskar Brother Ltd | Mechanical | Valve | Valve | NA | Non-Critical | Patel Road_Baljeet Nagar_DV_116 | - | - | 0 | - | Active | - | - | - | -
310 | DJB_Package 02 | Naraina D.Cantt UGR_Zone | Kirloskar Brother Ltd | Mechanical | NRV | NRV | NA | Non-Critical | Indur 2nd_14 | - | - | 0 | - | Active | - | - | - | -
311 | DJB_Package 02 | Patel Road Online BPS_Zone | Kirloskar Brother Ltd | Electrical | LT Motors | Booster Pump | UP 150/38A | Non-Critical | Gali No:6_Prem Nagar_BP_03 | - | - | 0 | - | Active | - | 1 | 1 | -
312 | DJB_Package 02 | Patel Road Online BPS_Zone | KSB | Mechanical | Valve | Valve | NA | Non-Critical | New Faridpuri_IV_21 | - | - | 0 | - | Active | - | - | - | -
313 | DJB_Package 02 | Shastri Nagar UGR_Zone | Kirloskar Brother Ltd | Mechanical | Valve | Valve | NA | Non-Critical | Chandrashekar_SV_11 | - | - | 0 | - | Active | - | - | - | -
314 | DJB_Package 02 | Shastri Nagar UGR_Zone | Havells | Electrical | LT Panel | Starter Panel | NA | Non-Critical | Vivekanandpuri_Starter_05 | - | - | 0 | - | Active | - | 3 | - | -
315 | DJB_Package 02 | Shastri Nagar UGR_Zone | Kirloskar Brother Ltd | Mechanical | Valve | Valve | NA | Non-Critical | InderloK_ SV_13 | - | - | 0 | - | Active | - | - | - | -
316 | DJB_Package 02 | Shastri Nagar UGR_Zone | Kirloskar Brother Ltd | Mechanical | Valve | Valve | NA | Non-Critical | Ambabag_DV_20 | - | - | 0 | - | Active | - | - | - | -
317 | DJB_Package 02 | New Rajender Nagar R Block_Zone | Kirloskar Brother Ltd | Mechanical | NRV | NRV | NA | Non-Critical | Hanuman_Mandir_NRV_09 | - | - | 0 | - | Active | - | - | - | -
318 | DJB_Package 02 | Shastri Nagar UGR_Zone | NA | Electrical | LT Motors | Booster Pump | KDS-2030+ | Non-Critical | DDA Flat Gulabibagh_Oil Starter_09 | - | - | 0 | - | Active | - | 1 | 1 | -
319 | DJB_Package 02 | Patel Road Online BPS_Zone | Kirloskar Brother Ltd | Mechanical | Valve | Valve | NA | Non-Critical | Patel Road_Palem_DV_36 | - | - | 0 | - | Active | - | - | - | -
320 | DJB_Package 02 | New Rajender Nagar R Block_Zone | Kirloskar Brother Ltd | Mechanical | NRV | NRV | NA | Non-Critical | Old Rajender_BPS_NRV_31 | - | - | 0 | - | Active | - | - | - | -
321 | DJB_Package 02 | Patel Road Online BPS_Zone | Kirloskar Brother Ltd | Mechanical | Valve | Valve | NA | Non-Critical | Patel Road_Baljeet Nagar_DV_107 | - | - | 0 | - | Active | - | - | - | -
322 | DJB_Package 02 | Patel Road Online BPS_Zone | Kirloskar Brother Ltd | Electrical | LT Motors | Dewatering Pump | NA | Non-Critical | 35 Block_DP_04 | - | - | 0 | - | Active | - | - | - | -
323 | DJB_Package 02 | Patel Road Online BPS_Zone | Kirloskar Brother Ltd | Mechanical | Valve | Valve | NA | Non-Critical | Patel Road_Baljeet Nagar_DV_117 | - | - | 0 | - | Active | - | - | - | -
324 | DJB_Package 02 | Shastri Nagar UGR_Zone | Kirloskar Brother Ltd | Mechanical | Valve | Valve | NA | Non-Critical | Shashtri Nagar_SV_37 | - | - | 0 | - | Active | - | - | - | -
325 | DJB_Package 02 | Patel Road Online BPS_Zone | Kirloskar Brother Ltd | Mechanical | Valve | Valve | NA | Non-Critical | Gali No:2_Bud Mandir_SV_03 | - | - | 0 | - | Active | - | - | - | -
326 | DJB_Package 02 | Shastri Nagar UGR_Zone | Kirloskar Brother Ltd | Mechanical | NRV | NRV | NA | Non-Critical | InderloK_ NRV_19 | - | - | 0 | - | Active | - | - | - | -
327 | DJB_Package 02 | Thansingh Nagar UGR_Zone | NA | Instrument | Flow Meter | Flow Meter | NA | Non-Critical | Thansingh Nagar_FM_54 | - | - | 0 | - | Active | - | 2 | - | -
328 | DJB_Package 02 | New Rajender Nagar R Block_Zone | NA | Electrical | LT Motors | Booster Pump | 600/125BST TA | Non-Critical | Hanuman_Mandir_BP_02 | - | - | 0 | - | Active | - | 1 | 1 | -
329 | DJB_Package 02 | Jantapark UGR_Zone | NA | Electrical | LT Panel | MCCB | NA | Non-Critical | Jantapark_MCCB_10 | - | - | 0 | - | Active | - | - | - | -
330 | DJB_Package 02 | Naraina D.Cantt UGR_Zone | KSB | Mechanical | NRV | NRV | NRV | Non-Critical | Balmiki Mandir_NRV_19 | - | - | 0 | - | Active | - | - | - | -
331 | DJB_Package 02 | Shastri Nagar UGR_Zone | Kirloskar Brother Ltd | Mechanical | Valve | Valve | NA | Non-Critical | Swamidayanand_SV_10 | - | - | 0 | - | Active | - | - | - | -
332 | DJB_Package 02 | Patel Road Online BPS_Zone | IBC | Mechanical | Valve | Valve | NA | Non-Critical | 28-Block_DV_22 | - | - | 0 | - | Active | - | - | - | -
333 | DJB_Package 02 | Patel Road Online BPS_Zone | NA | Electrical | LT Panel | APFC Panel | NA | Non-Critical | Patel Road_APFC_16 | - | - | 0 | - | Active | - | 1 | - | -
334 | DJB_Package 02 | Patel Road Online BPS_Zone | Kirloskar Brother Ltd | Mechanical | Valve | Valve | NA | Non-Critical | Patel Road_Palem_DV_35 | - | - | 0 | - | Active | - | - | - | -
335 | DJB_Package 02 | Thansingh Nagar UGR_Zone | NA | Electrical | LT Panel | Main Fuse | NA | Non-Critical | Gali No: 11_Main Fuse_03 | - | - | 0 | - | Active | - | - | - | -
336 | DJB_Package 02 | Patel Road Online BPS_Zone | Kirloskar Brother Ltd | Mechanical | Valve | Valve | NA | Non-Critical | Nehru Nagar_Cluster_IV_06 | - | - | 0 | - | Active | - | - | - | -
337 | DJB_Package 02 | Shastri Nagar UGR_Zone | Havells | Electrical | LT Panel | Starter Panel | NA | Non-Critical | Vivekanandpuri_Starter_04 | - | - | 0 | - | Active | - | 3 | - | -
338 | DJB_Package 02 | New Rajender Nagar R Block_Zone | Kirloskar Brother Ltd | Mechanical | Valve | Valve | NA | Non-Critical | Old Rajender_BPS_IV_22 | - | - | 0 | - | Active | - | - | - | -
339 | DJB_Package 02 | Shastri Nagar UGR_Zone | NA | Instrument | Flow Meter | Flow Meter | NA | Non-Critical | Sarai Basti_LM_25 | - | - | 0 | - | Active | - | 2 | - | -
340 | DJB_Package 02 | Naraina D.Cantt UGR_Zone | L&T | Electrical | LT Panel | Main MCCB | NA | Non-Critical | Naraina_ Khatta_BPS_MCCB_05 | - | - | 0 | - | Active | - | - | - | -
341 | DJB_Package 02 | New Rajender Nagar R Block_Zone | Kirloskar Brother Ltd | Mechanical | Valve | Valve | NA | Non-Critical | Old Rajender_BPS_DV_32 | - | - | 0 | - | Active | - | - | - | -
342 | DJB_Package 02 | Patel Road Online BPS_Zone | Kirloskar Brother Ltd | Mechanical | NRV | NRV | NA | Non-Critical | Patel Road_Baljeet Nagar_NRV_98 | - | - | 0 | - | Active | - | - | - | -
343 | DJB_Package 02 | Shastri Nagar UGR_Zone | NA | Electrical | LT Panel | APFC Panel | NA | Non-Critical | InderloK_ PF_02 | - | - | 0 | - | Active | - | 1 | - | -
344 | DJB_Package 02 | Patel Road Online BPS_Zone | NA | Electrical | LT Panel | Main MCCB | NA | Non-Critical | C1 Block Ranjeet Nagar_Main MCCB_05 | - | - | 0 | - | Active | - | - | - | -
345 | DJB_Package 02 | Thansingh Nagar UGR_Zone | Kirloskar Brother Ltd | Mechanical | Valve | Valve | NA | Non-Critical | Thansingh Nagar_SV_35 | - | - | 0 | - | Active | - | - | - | -
346 | DJB_Package 02 | New Rajender Nagar R Block_Zone | NA | Electrical | LT Motors | Booster Pump | NA | Non-Critical | Todapur_BPS_BP_04 | - | - | 0 | - | Active | - | 1 | 1 | -
347 | DJB_Package 02 | Patel Road Online BPS_Zone | KBL | Mechanical | Valve | Valve | NA | Non-Critical | 28-Block_SV_11 | - | - | 0 | - | Active | - | - | - | -
348 | DJB_Package 02 | New Rajender Nagar R Block_Zone | NA | Electrical | LT Motors | Booster Pump | NA | Non-Critical | Todapur_BPS_BP_03 | - | - | 0 | - | Active | - | 1 | 1 | -
349 | DJB_Package 02 | New Rajender Nagar R Block_Zone | Kirloskar Brother Ltd | Mechanical | Valve | Valve | NA | Non-Critical | Old Rajender_BPS_DV_37 | - | - | 0 | - | Active | - | - | - | -
350 | DJB_Package 02 | Shastri Nagar UGR_Zone | NA | Electrical | LT Motors | Booster Pump | NA | Non-Critical | InderloK_ BP_10 | - | - | 0 | - | Active | - | 1 | 1 | -
351 | DJB_Package 02 | Patel Road Online BPS_Zone | Kirloskar Brother Ltd | Mechanical | Valve | Valve | NA | Non-Critical | Patel Road_Baljeet Nagar_SV_90 | - | - | 0 | - | Active | - | - | - | -
352 | DJB_Package 02 | Patel Road Online BPS_Zone | Kirloskar Brother Ltd | Mechanical | Valve | Valve | NA | Non-Critical | Gali No:2_Bud Mandir_DV_04 | - | - | 0 | - | Active | - | - | - | -
353 | DJB_Package 02 | Jantapark UGR_Zone | Kirloskar | Electrical | LT Panel | Vaccum Release Pump | NA | Non-Critical | Jantapark_VP_29 | - | - | 0 | - | Active | - | - | - | -
354 | DJB_Package 02 | Naraina D.Cantt UGR_Zone | KSB | Mechanical | Valve | Valve | NA | Non-Critical | C&H Block_NRV_11 | - | - | 0 | - | Active | - | - | - | -
355 | DJB_Package 02 | Patel Road Online BPS_Zone | Kirloskar Brother Ltd | Mechanical | Valve | Valve | NA | Non-Critical | Pandav Nagar_DDA_IV_09 | - | - | 0 | - | Active | - | - | - | -
356 | DJB_Package 02 | Shastri Nagar UGR_Zone | Kirloskar Brother Ltd | Mechanical | Valve | Valve | NA | Non-Critical | Ambabag_IV_10 | - | - | 0 | - | Active | - | - | - | -
357 | DJB_Package 02 | New Rajender Nagar R Block_Zone | Kirloskar Brother Ltd | Mechanical | Valve | Valve | NA | Non-Critical | Todapur_BPS_SV_10 | - | - | 0 | - | Active | - | - | - | -
358 | DJB_Package 02 | Patel Road Online BPS_Zone | NA | Mechanical | NRV | NRV | NA | Non-Critical | Gali No:6_Prem Nagar_NRV_14 | - | - | 0 | - | Active | - | - | - | -
359 | DJB_Package 02 | Shastri Nagar UGR_Zone | Kirloskar Brother Ltd | Mechanical | Valve | Valve | NA | Non-Critical | DDA Flat Gulabibagh_SV_14 | - | - | 0 | - | Active | - | - | - | -
360 | DJB_Package 02 | Shastri Nagar UGR_Zone | Kirloskar Brother Ltd | Mechanical | Valve | Valve | NA | Non-Critical | Sarai Basti_SV_18 | - | - | 0 | - | Active | - | - | - | -
361 | DJB_Package 02 | Patel Road Online BPS_Zone | NA | Electrical | LT Panel | Main Fuse | NA | Non-Critical | Nehru Nagar_Cluster_Main Fuse_03 | - | - | 0 | - | Active | - | - | - | -
362 | DJB_Package 02 | Thansingh Nagar UGR_Zone | Advance Engineering Works Pvt Ltd | Electrical | LT Panel | change over Switch | NA | Non-Critical | Sarai Rohilla_CS_04 | - | - | 0 | - | Active | - | - | - | -
363 | DJB_Package 02 | Naraina D.Cantt UGR_Zone | NA | Electrical | LT Motors | Vaccum Release Pump | NA | Non-Critical | C&H Block_VRP_NA_03 | - | - | 0 | - | Active | - | - | - | -
364 | DJB_Package 02 | New Rajender Nagar R Block_Zone | Kirloskar Brother Ltd | Mechanical | Valve | Valve | NA | Non-Critical | Todapur_BPS_DV_15 | - | - | 0 | - | Active | - | - | - | -
365 | DJB_Package 02 | Shastri Nagar UGR_Zone | NA | Electrical | LT Panel | LT Panel | NA | Non-Critical | Shashtri Nagar_LT Panel_04 | - | - | 0 | - | Active | - | - | - | -
366 | DJB_Package 02 | Jantapark UGR_Zone | Upadhyaya | Mechanical | Valve | Valve | NA | Non-Critical | Jantapark_DV_50 | - | - | 0 | - | Active | - | - | - | -
367 | DJB_Package 02 | Shastri Nagar UGR_Zone | Kirloskar Brother Ltd | Mechanical | Valve | Valve | NA | Non-Critical | DDA Flat Gulabibagh_DV_17 | - | - | 0 | - | Active | - | - | - | -
368 | DJB_Package 02 | Patel Road Online BPS_Zone | Kirloskar | Electrical | LT Panel | Transformer | NA | Non-Critical | Patel Road_Transformer_02 | - | - | 0 | - | Active | - | 1 | 1 | -
369 | DJB_Package 02 | Thansingh Nagar UGR_Zone | Kirloskar Brother Ltd | Mechanical | Valve | Valve | NA | Non-Critical | Thansingh Nagar_DV_38 | - | - | 0 | - | Active | - | - | - | -
370 | DJB_Package 02 | New Rajender Nagar R Block_Zone | NA | Electrical | LT Motors | Booster Pump | UP100/35B ST TA | Non-Critical | Dusghara_OLB_BP_01 | - | - | 0 | - | Active | - | 1 | 1 | -
371 | DJB_Package 02 | New Rajender Nagar R Block_Zone | NA | Instrument | Level Sensor | Level Sensor | NA | Non-Critical | Todapur_BPS_LS_26 | - | - | 0 | - | Active | - | 2 | - | -
372 | DJB_Package 02 | Patel Road Online BPS_Zone | NA | Instrument | Level Sensor | Level Sensor | NA | Non-Critical | Shadipur_LS_23 | - | - | 0 | - | Active | - | 2 | - | -
373 | DJB_Package 02 | Patel Road Online BPS_Zone | Kirloskar Brother Ltd | Mechanical | NRV | NRV | NA | Non-Critical | Patel Road_Baljeet Nagar_NRV_127 | - | - | 0 | - | Active | - | - | - | -
374 | DJB_Package 02 | Naraina D.Cantt UGR_Zone | NA | Electrical | LT Motors | Booster Pump | NA | Non-Critical | I Block_BP_01 | - | - | 0 | - | Active | - | 1 | 1 | -
375 | DJB_Package 02 | Patel Road Online BPS_Zone | KSB | Mechanical | HOT | HOT | NA | Non-Critical | C Block Ranjeet Nagar_CS_13 | - | - | 0 | - | Active | - | 3 | - | -
376 | DJB_Package 02 | Naraina D.Cantt UGR_Zone | NA | Electrical | LT Panel | change over Switch | NA | Non-Critical | Brar Squar_CS_06 | - | - | 0 | - | Active | - | - | - | -
377 | DJB_Package 02 | Shastri Nagar UGR_Zone | Havells | Electrical | LT Panel | Starter Panel | NA | Non-Critical | Vivekanandpuri_Starter_02 | - | - | 0 | - | Active | - | 3 | - | -
378 | DJB_Package 02 | Naraina D.Cantt UGR_Zone | KSB | Mechanical | Valve | Valve | NA | Non-Critical | Naraina Dispansary_DV_15 | - | - | 0 | - | Active | - | - | - | -
379 | DJB_Package 02 | Patel Road Online BPS_Zone | KSB | Instrument | Flow Meter | Flow Meter | NA | Non-Critical | Old Faridpuri_NRV_20 | - | - | 0 | - | Active | - | 2 | - | -
380 | DJB_Package 02 | Patel Road Online BPS_Zone | Jyoti | Electrical | LT Motors | Booster Pump | 711040 | Non-Critical | Patel Road_Palem_BP_25 | - | - | 0 | - | Active | - | 1 | 1 | -
381 | DJB_Package 02 | Shastri Nagar UGR_Zone | Neptune RM-8 | Electrical | LT Panel | APFC Panel | NA | Non-Critical | Ambabag_PF_02 | - | - | 0 | - | Active | - | 1 | - | -
382 | DJB_Package 02 | Thansingh Nagar UGR_Zone | - | Electrical | HT Panel | MOCB | NA | Non-Critical | Thansingh Nagar_MOCB_57 | - | - | 0 | - | Active | - | - | - | -
383 | DJB_Package 02 | Naraina D.Cantt UGR_Zone | NA | Mechanical | Valve | Valve | NA | Non-Critical | Chintu_ SV_06 | - | - | 0 | - | Active | - | - | - | -
384 | DJB_Package 02 | Patel Road Online BPS_Zone | Kirloskar Brother Ltd | Mechanical | NRV | NRV | NA | Non-Critical | Patel Road_Palem_NRV_39 | - | - | 0 | - | Active | - | - | - | -
385 | DJB_Package 02 | New Rajender Nagar R Block_Zone | NA | Electrical | LT Motors | Submersible Pump | NA | Non-Critical | Prasad NAgar_BPS_SP_04 | - | - | 0 | - | Active | - | - | - | -
386 | DJB_Package 02 | Naraina D.Cantt UGR_Zone | NA | Electrical | LT Motors | APFC Panel | NA | Non-Critical | Sastri Park_ PF_08 | - | - | 0 | - | Active | - | 1 | - | -
387 | DJB_Package 02 | Patel Road Online BPS_Zone | Kirloskar Brother Ltd | Electrical | LT Motors | Vaccum Release Pump | NA | Non-Critical | Gali No:6_Prem Nagar_VP_05 | - | - | 0 | - | Active | - | - | - | -
388 | DJB_Package 02 | Shastri Nagar UGR_Zone | NA | Electrical | LT Motors | Booster Pump | J7R6, KW - 225 | Non-Critical | Shashtri Nagar_BP_21 | - | - | 0 | - | Active | - | 1 | 1 | -
389 | DJB_Package 02 | Jantapark UGR_Zone | Kirloskar | Electrical | HT Panel | MOCB | NA | Non-Critical | Jantapark_MOCB_67 | - | - | 0 | - | Active | - | - | - | -
390 | DJB_Package 02 | Shastri Nagar UGR_Zone | NA | Electrical | LT Panel | Main MCCB | NA | Non-Critical | DDA Flat Gulabibagh_Main MCCB_01 | - | - | 0 | - | Active | - | - | - | -
391 | DJB_Package 02 | Shastri Nagar UGR_Zone | MEIL | Electrical | HT Panel | MOCB | GUD | Non-Critical | Shashtri Nagar_MOCB_65 | - | - | 0 | - | Active | - | - | - | -
392 | DJB_Package 02 | Naraina D.Cantt UGR_Zone | NA | Instrument | Level Sensor | Level Sensor | NA | Non-Critical | Naraina Dispansary_LS_20 | - | - | 0 | - | Active | - | 2 | - | -
393 | DJB_Package 02 | Patel Road Online BPS_Zone | NA | Mechanical | Valve | Valve | NA | Non-Critical | Shadipur_IV_05 | - | - | 0 | - | Active | - | - | - | -
394 | DJB_Package 02 | New Rajender Nagar R Block_Zone | NA | Electrical | LT Motors | Booster Pump | NA | Non-Critical | Todapur_BPS_BP_02 | - | - | 0 | - | Active | - | 1 | 1 | -
395 | DJB_Package 02 | New Rajender Nagar R Block_Zone | Kirloskar Brother Ltd | Electrical | LT Motors | Booster Pump | SCP 100 360 HA | Non-Critical | Rajender R Block_ BP_01 | - | - | 0 | - | In-Active | NA | - | - | -
396 | DJB_Package 02 | Shastri Nagar UGR_Zone | Kirloskar Brother Ltd | Mechanical | NRV | NRV | NA | Non-Critical | Shashtri Nagar_NRV_47 | - | - | 0 | - | Active | - | - | - | -
397 | DJB_Package 02 | New Rajender Nagar R Block_Zone | EPCOS | Electrical | LT Panel | APFC Panel | APFC BR 600 | Non-Critical | Old Rajender_BPS_PF_09 | - | - | 0 | - | In-Active | NA | 1 | - | -
398 | DJB_Package 02 | New Rajender Nagar R Block_Zone | NA | Mechanical | Valve | Valve | NA | Non-Critical | Yashoda_DV_07 | - | - | 0 | - | Active | - | - | - | -
399 | DJB_Package 02 | Patel Road Online BPS_Zone | KSB | Electrical | LT Motors | Booster Pump | NA | Non-Critical | New Faridpuri_BP_02 | - | - | 0 | - | Active | - | 1 | 1 | -
400 | DJB_Package 02 | Patel Road Online BPS_Zone | KBL | Mechanical | Valve | Valve | NA | Non-Critical | Khanna_Market_NRV_20 | - | - | 0 | - | Active | - | - | - | -
401 | DJB_Package 02 | Patel Road Online BPS_Zone | Kirloskar Brother Ltd | Mechanical | NRV | NRV | NA | Non-Critical | Patel Road_Baljeet Nagar_NRV_132 | - | - | 0 | - | Active | - | - | - | -
402 | DJB_Package 02 | Patel Road Online BPS_Zone | KSB | Mechanical | Valve | Valve | NA | Non-Critical | C Block Ranjeet Nagar_SV_11 | - | - | 0 | - | Active | - | - | - | -
403 | DJB_Package 02 | Jantapark UGR_Zone | Upadhyaya | Mechanical | Valve | Valve | NA | Non-Critical | Jantapark_DV_51 | - | - | 0 | - | Active | - | - | - | -
404 | DJB_Package 02 | Patel Road Online BPS_Zone | NA | Mechanical | Valve | Valve | NA | Non-Critical | Gali No:6_Prem Nagar_SV_12 | - | - | 0 | - | Active | - | - | - | -
405 | DJB_Package 02 | Patel Road Online BPS_Zone | Kirloskar Brother Ltd | Electrical | LT Motors | Dewatering Pump | NA | Non-Critical | Khanna_Market_DP_05 | - | - | 0 | - | Active | - | - | - | -
406 | DJB_Package 02 | Patel Road Online BPS_Zone | NA | Instrument | Level Sensor | Level Sensor | NA | Non-Critical | 35 Block_LS_21 | - | - | 0 | - | Active | - | 2 | - | -
407 | DJB_Package 02 | Shastri Nagar UGR_Zone | NA | Electrical | LT Panel | Starter Panel | NA | Non-Critical | Shehzadabagh_Feeder Panel_06 | - | - | 0 | - | Active | - | 3 | - | -
408 | DJB_Package 02 | Patel Road Online BPS_Zone | NA | Electrical | LT Panel | LT Panel | Type A2 | Non-Critical | Patel Road_Naranina_Starter_51 | - | - | 0 | - | Active | - | 3 | - | -
409 | DJB_Package 02 | Shastri Nagar UGR_Zone | Advance Engineering Works Pvt Ltd | Electrical | LT Panel | Oil Immersed Starter | NA | Non-Critical | InderloK_ Oil Starter_05 | - | - | 0 | - | Active | - | - | - | -
410 | DJB_Package 02 | Patel Road Online BPS_Zone | Kirloskar Brother Ltd | Electrical | LT Motors | Booster Pump | NA | Non-Critical | Gali No:8_Baljeet Nagar_BP_03 | - | - | 0 | - | Active | - | 1 | 1 | -
411 | DJB_Package 02 | Patel Road Online BPS_Zone | NA | Mechanical | NRV | NRV | NA | Non-Critical | Gali No:6_Prem Nagar_NRV_16 | - | - | 0 | - | Active | - | - | - | -
412 | DJB_Package 02 | Patel Road Online BPS_Zone | KSB | Electrical | LT Motors | Booster Pump | NA | Non-Critical | Old Faridpuri_BP_02 | - | - | 0 | - | Active | - | 1 | 1 | -
413 | DJB_Package 02 | Patel Road Online BPS_Zone | NA | Mechanical | Valve | Valve | NA | Non-Critical | Shadipur_IV_04 | - | - | 0 | - | Active | - | - | - | -
414 | DJB_Package 02 | Shastri Nagar UGR_Zone | Kirloskar Brother Ltd | Mechanical | Valve | Valve | NA | Non-Critical | Swamidayanand_IV_09 | - | - | 0 | - | Active | - | - | - | -
415 | DJB_Package 02 | Thansingh Nagar UGR_Zone | NA | Electrical | LT Panel | Oil Immersed Starter | NA | Non-Critical | Thansingh Nagar_Oil Starter_26 | - | - | 0 | - | Active | - | - | - | -
416 | DJB_Package 02 | Shastri Nagar UGR_Zone | Kirloskar Brother Ltd | Mechanical | Valve | Valve | NA | Non-Critical | Shashtri Nagar_DV_39 | - | - | 0 | - | Active | - | - | - | -
417 | DJB_Package 02 | Shastri Nagar UGR_Zone | NA | Electrical | LT Panel | Dewatering Pump | NA | Non-Critical | Shashtri Nagar_DP_17 | - | - | 0 | - | Active | - | - | - | -
418 | DJB_Package 02 | Shastri Nagar UGR_Zone | - | Electrical | LT Panel | APFC Panel | NA | Non-Critical | Shashtri Nagar_PF_61 | - | - | 0 | - | Active | - | 1 | - | -
419 | DJB_Package 02 | Patel Road Online BPS_Zone | Kirloskar Brother Ltd | Mechanical | Valve | Valve | NA | Non-Critical | Patel Road_Baljeet Nagar_DV_122 | - | - | 0 | - | Active | - | - | - | -
420 | DJB_Package 02 | Thansingh Nagar UGR_Zone | NA | Electrical | LT Motors | Dewatering Pump | NA | Non-Critical | Thansingh Nagar_DP_08 | - | - | 0 | - | Active | - | - | - | -
421 | DJB_Package 02 | Naraina D.Cantt UGR_Zone | KSB | Mechanical | Valve | Valve | NA | Non-Critical | Indur 1st_DV_14 | - | - | 0 | - | Active | - | - | - | -
422 | DJB_Package 02 | Shastri Nagar UGR_Zone | NA | Electrical | LT Motors | Booster Pump | NA | Non-Critical | Chandrashekar_BP_08 | - | - | 0 | - | Active | - | 1 | 1 | -
423 | DJB_Package 02 | Patel Road Online BPS_Zone | - | Electrical | LT Panel | Air Circuit Breaker | NA | Non-Critical | Patel Road_ACB_09 | - | - | 0 | - | Active | - | - | - | -
424 | DJB_Package 02 | Shastri Nagar UGR_Zone | Havells | Electrical | LT Panel | change over Switch | NA | Non-Critical | Chandrashekar_CS_26 | - | - | 0 | - | Active | - | - | - | -
425 | DJB_Package 02 | Naraina D.Cantt UGR_Zone | KSB | Mechanical | Valve | Valve | NA | Non-Critical | Indur 2nd_DV_11 | - | - | 0 | - | Active | - | - | - | -
426 | DJB_Package 02 | New Rajender Nagar R Block_Zone | Kirloskar Brother Ltd | Mechanical | Valve | Valve | NA | Non-Critical | Todapur_BPS_SV_11 | - | - | 0 | - | Active | - | - | - | -
427 | DJB_Package 02 | Patel Road Online BPS_Zone | NA | Instrument | Flow Meter | Flow Meter | NA | Non-Critical | Shadipur_FM_21 | - | - | 0 | - | Active | - | 2 | - | -
428 | DJB_Package 02 | New Rajender Nagar R Block_Zone | Kirloskar Brother Ltd | Mechanical | Valve | Valve | NA | Non-Critical | Hanuman_Mandir_DV_07 | - | - | 0 | - | Active | - | - | - | -
429 | DJB_Package 02 | Thansingh Nagar UGR_Zone | Kirloskar Brother Ltd | Mechanical | NRV | NRV | NA | Non-Critical | Sarai Rohilla_NRV_10 | - | - | 0 | - | Active | - | - | - | -
430 | DJB_Package 02 | Jantapark UGR_Zone | Kirloskar | Electrical | LT Panel | Dewatering Pump | NA | Non-Critical | Jantapark_DP_26 | - | - | 0 | - | Active | - | - | - | -
431 | DJB_Package 02 | Jantapark UGR_Zone | Indef Hercules Ghoist Ltd | Mechanical | HOT | HOT | NA | Non-Critical | Jantapark_HOT_58 | - | - | 0 | - | Active | - | 3 | - | -
432 | DJB_Package 02 | Patel Road Online BPS_Zone | Kirloskar | Electrical | LT Panel | LT Panel | NA | Non-Critical | Gali No:6_Prem Nagar_LT Panel_089 | - | - | 0 | - | Active | - | 3 | - | -
433 | DJB_Package 02 | Patel Road Online BPS_Zone | NA | Instrument | Flow Meter | Flow Meter | NA | Non-Critical | C Block Ranjeet Nagar_FM_14 | - | - | 0 | - | Active | - | 2 | - | -
434 | DJB_Package 02 | Naraina D.Cantt UGR_Zone | NA | Electrical | LT Panel | change over Switch | NA | Non-Critical | Trik_CVS_04 | - | - | 0 | - | Active | - | - | - | -
435 | DJB_Package 02 | Thansingh Nagar UGR_Zone | - | Electrical | HT Panel | MOCB | NA | Non-Critical | Thansingh Nagar_MOCB_58 | - | - | 0 | - | Active | - | - | - | -
436 | DJB_Package 02 | Patel Road Online BPS_Zone | KBL | Mechanical | NRV | NRV | NA | Non-Critical | Khanna_Market_NRV_16 | - | - | 0 | - | Active | - | - | - | -
437 | DJB_Package 02 | Patel Road Online BPS_Zone | KSB | Mechanical | Valve | Valve | NA | Non-Critical | C Block Ranjeet Nagar_DV_15 | - | - | 0 | - | Active | - | - | - | -
438 | DJB_Package 02 | Patel Road Online BPS_Zone | NA | Electrical | LT Motors | Submersible Pump | NA | Non-Critical | Pandav Nagar_DDA_SP_08 | - | - | 0 | - | Active | - | - | - | -
439 | DJB_Package 02 | New Rajender Nagar R Block_Zone | NA | Electrical | LT Motors | Dewatering Pump | NA | Non-Critical | Old Rajender_BPS_DP_05 | - | - | 0 | - | Active | - | - | - | -
440 | DJB_Package 02 | Shastri Nagar UGR_Zone | Kirloskar Brother Ltd | Mechanical | Valve | Valve | NA | Non-Critical | Chandrashekar_DV_22 | - | - | 0 | - | Active | - | - | - | -
441 | DJB_Package 02 | Patel Road Online BPS_Zone | NA | Electrical | LT Panel | Main MCCB | NA | Non-Critical | Durgapark_Main MCCB_04 | - | - | 0 | - | Active | - | - | - | -
442 | DJB_Package 02 | Naraina D.Cantt UGR_Zone | KSB | Mechanical | Valve | Valve | NA | Non-Critical | C&H Block_DV_13 | - | - | 0 | - | Active | - | - | - | -
443 | DJB_Package 02 | Naraina D.Cantt UGR_Zone | Kirloskar | Electrical | LT Motors | Booster Pump | NA | Non-Critical | Naraina Dis_BP_02 | - | - | 0 | - | Active | - | 1 | 1 | -
444 | DJB_Package 02 | Patel Road Online BPS_Zone | NA | Instrument | Flow Meter | Flow Meter | NA | Non-Critical | Khanna_Market_FM_24 | - | - | 0 | - | Active | - | 2 | - | -
445 | DJB_Package 02 | Shastri Nagar UGR_Zone | NA | Electrical | - | DOL Starter | NA | Non-Critical | Shashtri Nagar_DOL Starter_20 | - | - | 0 | - | Active | - | - | - | -
446 | DJB_Package 02 | Naraina D.Cantt UGR_Zone | KSB | Mechanical | Valve | Valve | NA | Non-Critical | I Block_DV_11 | - | - | 0 | - | Active | - | - | - | -
447 | DJB_Package 02 | Thansingh Nagar UGR_Zone | Kirloskar Brother Ltd | Mechanical | Valve | Valve | NA | Non-Critical | Gali No:3 Punjabi Basti_DV_04 | - | - | 0 | - | Active | - | - | - | -
448 | DJB_Package 02 | New Rajender Nagar R Block_Zone | Kirloskar Brother Ltd | Mechanical | Valve | Valve | NA | Non-Critical | Old Rajender_BPS_DV_28 | - | - | 0 | - | Active | - | - | - | -
449 | DJB_Package 02 | Thansingh Nagar UGR_Zone | Havells | Electrical | LT Panel | Starter Panel | NA | Non-Critical | Sarai Rohilla_Starter Panel_05 | - | - | 0 | - | Active | - | 3 | - | -
450 | DJB_Package 02 | Shastri Nagar UGR_Zone | Havells | Electrical | LT Panel | change over Switch | NA | Non-Critical | Dayabasti_CS_03 | - | - | 0 | - | Active | - | - | - | -
451 | DJB_Package 02 | Shastri Nagar UGR_Zone | Kirloskar Brother Ltd | Mechanical | Valve | Valve | NA | Non-Critical | Sarai Basti_DV_20 | - | - | 0 | - | Active | - | - | - | -
452 | DJB_Package 02 | Naraina D.Cantt UGR_Zone | Kirloskar | Electrical | LT Motors | Booster Pump | UP 125/35 | Non-Critical | Naraina_ Khatta_BPS_BP_02 | - | - | 0 | - | Active | - | 1 | 1 | -
453 | DJB_Package 02 | Naraina D.Cantt UGR_Zone | L&T | Electrical | LT Panel | change over Switch | CO3 | Non-Critical | Naraina_ Khatta_OLB_04 | - | - | 0 | - | Active | - | - | - | -
454 | DJB_Package 02 | Shastri Nagar UGR_Zone | Kirloskar Brother Ltd | Mechanical | Valve | Valve | NA | Non-Critical | Shashtri Nagar_IV_31 | - | - | 0 | - | Active | - | - | - | -
455 | DJB_Package 02 | Patel Road Online BPS_Zone | NA | Instrument | Flow Meter | Flow Meter | NA | Non-Critical | Pandav Nagar_DDA_FM_19 | - | - | 0 | - | Active | - | 2 | - | -
456 | DJB_Package 02 | New Rajender Nagar R Block_Zone | Kirloskar Brother Ltd | Mechanical | NRV | NRV | NA | Non-Critical | Hanuman_Mandir_NRV_10 | - | - | 0 | - | Active | - | - | - | -
457 | DJB_Package 02 | Patel Road Online BPS_Zone | Kirloskar Brother Ltd | Mechanical | Valve | Valve | NA | Non-Critical | Shiv Chowck_NRV_14 | - | - | 0 | - | Active | - | - | - | -
458 | DJB_Package 02 | Patel Road Online BPS_Zone | Kirloskar Brother Ltd | Electrical | LT Motors | Vaccum Release Pump | NA | Non-Critical | Gali No:8_Baljeet Nagar_VP_04 | - | - | 0 | - | Active | - | - | - | -
459 | DJB_Package 02 | Naraina D.Cantt UGR_Zone | NA | Electrical | LT Panel | change over Switch | NA | Non-Critical | Naraina Dis_CVS_04 | - | - | 0 | - | Active | - | - | - | -
460 | DJB_Package 02 | Thansingh Nagar UGR_Zone | NA | Electrical | LT Panel | Auto Transformer Starter | NA | Non-Critical | Thansingh Nagar_Auto Transformer Starter_18 | - | - | 0 | - | Active | - | - | - | -
461 | DJB_Package 02 | Naraina D.Cantt UGR_Zone | NA | Mechanical | Valve | Valve | NA | Non-Critical | Shiv Mandir_ DV_09 | - | - | 0 | - | Active | - | - | - | -
462 | DJB_Package 02 | Patel Road Online BPS_Zone | KBL | Mechanical | NRV | NRV | NA | Non-Critical | 28-Block_NRV_14 | - | - | 0 | - | Active | - | - | - | -
463 | DJB_Package 02 | Patel Road Online BPS_Zone | Havells | Electrical | LT Panel | change over Switch | NA | Non-Critical | C1 Block Ranjeet Nagar_CS_06 | - | - | 0 | - | Active | - | - | - | -
464 | DJB_Package 02 | Patel Road Online BPS_Zone | KSB | Electrical | LT Motors | Booster Pump | NA | Non-Critical | C Block Ranjeet Nagar_BP_02 | - | - | 0 | - | Active | - | 1 | 1 | -
465 | DJB_Package 02 | Patel Road Online BPS_Zone | Kirloskar Brother Ltd | Mechanical | NRV | NRV | NA | Non-Critical | Patel Road_Palem_NRV_41 | - | - | 0 | - | Active | - | - | - | -
466 | DJB_Package 02 | New Rajender Nagar R Block_Zone | NA | Mechanical | Valve | Valve | NA | Non-Critical | Old Rajender_BPS_OV_12 | - | - | 0 | - | Active | - | - | - | -
467 | DJB_Package 02 | Shastri Nagar UGR_Zone | - | Instrument | Level Sensor | Level Sensor | NA | Non-Critical | Shehzadabagh_LS_29 | - | - | 0 | - | Active | - | 2 | - | -
468 | DJB_Package 02 | Thansingh Nagar UGR_Zone | Kirloskar Brother Ltd | Mechanical | Valve | Valve | NA | Non-Critical | Thansingh Nagar_DV_42 | - | - | 0 | - | Active | - | - | - | -
469 | DJB_Package 02 | Shastri Nagar UGR_Zone | Kirloskar Brother Ltd | Mechanical | Valve | Valve | NA | Non-Critical | Shashtri Nagar_IV_30 | - | - | 0 | - | Active | - | - | - | -
470 | DJB_Package 02 | Patel Road Online BPS_Zone | NA | Instrument | Flow Meter | Flow Meter | NA | Non-Critical | 35 Block_FM_20 | - | - | 0 | - | Active | - | 2 | - | -
471 | DJB_Package 02 | New Rajender Nagar R Block_Zone | NA | Electrical | LT Panel | Main Fuse | NA | Non-Critical | Old Rajender_BPS_Main Fuse_06 | - | - | 0 | - | Active | - | - | - | -
472 | DJB_Package 02 | Patel Road Online BPS_Zone | NA | Electrical | - | DOL Starter | NA | Non-Critical | Shiv Chowck_DOL_08 | - | - | 0 | - | Active | - | - | - | -
473 | DJB_Package 02 | Patel Road Online BPS_Zone | KSB | Electrical | LT Motors | Dewatering Pump | NA | Non-Critical | New Faridpuri_DP_08 | - | - | 0 | - | Active | - | - | - | -
474 | DJB_Package 02 | New Rajender Nagar R Block_Zone | Kirloskar Brother Ltd | Mechanical | Valve | Valve | NA | Non-Critical | Old Rajender_BPS_IV_21 | - | - | 0 | - | Active | - | - | - | -
475 | DJB_Package 02 | Thansingh Nagar UGR_Zone | Kirloskar Brother Ltd | Mechanical | NRV | NRV | NA | Non-Critical | Gali No: 11_ NRV_10 | - | - | 0 | - | Active | - | - | - | -
476 | DJB_Package 02 | Shastri Nagar UGR_Zone | NA | Instrument | Flow Meter | Flow Meter | NA | Non-Critical | Shashtri Nagar_FM_57 | - | - | 0 | - | Active | - | 2 | - | -
477 | DJB_Package 02 | New Rajender Nagar R Block_Zone | Kirloskar Brother Ltd | Mechanical | Valve | Valve | NA | Non-Critical | Hanuman_Mandir_DV_08 | - | - | 0 | - | Active | - | - | - | -
478 | DJB_Package 02 | Shastri Nagar UGR_Zone | Kirloskar Brother Ltd | Mechanical | Valve | Valve | NA | Non-Critical | Shashtri Nagar_DV_52 | - | - | 0 | - | Active | - | - | - | -
479 | DJB_Package 02 | Patel Road Online BPS_Zone | Kirloskar Brother Ltd | Electrical | LT Motors | Booster Pump | NA | Non-Critical | Gali No:8_Baljeet Nagar_BP_02 | - | - | 0 | - | Active | - | 1 | 1 | -
480 | DJB_Package 02 | Jantapark UGR_Zone | Upadhyaya | Mechanical | Valve | Valve | NA | Non-Critical | Jantapark_DV_55 | - | - | 0 | - | Active | - | - | - | -
481 | DJB_Package 02 | Jantapark UGR_Zone | Upadhyaya | Mechanical | Valve | Valve | NA | Non-Critical | Jantapark_DV_47 | - | - | 0 | - | Active | - | - | - | -
482 | DJB_Package 02 | Patel Road Online BPS_Zone | KSB | Mechanical | Valve | Valve | NA | Non-Critical | C1 Block Ranjeet Nagar_IV_07 | - | - | 0 | - | Active | - | - | - | -
483 | DJB_Package 02 | Patel Road Online BPS_Zone | Kirloskar Brother Ltd | Mechanical | Valve | Valve | NA | Non-Critical | 35 Block_LT Panel_IV_10 | - | - | 0 | - | Active | - | - | - | -
484 | DJB_Package 02 | Shastri Nagar UGR_Zone | NA | Electrical | LT Motors | Vaccum Release Pump | NA | Non-Critical | Chandrashekar_VP_09 | - | - | 0 | - | Active | - | - | - | -
485 | DJB_Package 02 | Naraina D.Cantt UGR_Zone | KSB | Mechanical | Valve | Valve | NA | Non-Critical | Trik_SV_08 | - | - | 0 | - | Active | - | - | - | -
486 | DJB_Package 02 | New Rajender Nagar R Block_Zone | Kirloskar Brother Ltd | Mechanical | Valve | Valve | NA | Non-Critical | Todapur_BPS_NRV_24 | - | - | 0 | - | Active | - | - | - | -
487 | DJB_Package 02 | Thansingh Nagar UGR_Zone | Kirloskar Brother Ltd | Mechanical | Valve | Valve | NA | Non-Critical | Gali No:3 Punjabi Basti_SV_03 | - | - | 0 | - | Active | - | - | - | -
488 | DJB_Package 02 | Shastri Nagar UGR_Zone | Kirloskar Brother Ltd | Mechanical | Valve | Valve | NA | Non-Critical | DDA Flat Gulabibagh_SV_13 | - | - | 0 | - | Active | - | - | - | -
489 | DJB_Package 02 | Patel Road Online BPS_Zone | Kirloskar Brother Ltd | Mechanical | NRV | NRV | NA | Non-Critical | Patel Road_Palem_NRV_40 | - | - | 0 | - | Active | - | - | - | -
490 | DJB_Package 02 | Patel Road Online BPS_Zone | KSB | Electrical | LT Motors | Booster Pump | NA | Non-Critical | Old Faridpuri_BP_03 | - | - | 0 | - | Active | - | 1 | 1 | -
491 | DJB_Package 02 | New Rajender Nagar R Block_Zone | NA | Instrument | Level Sensor | Level Sensor | NA | Non-Critical | Rajender R Block_ LS_30 | - | - | 0 | - | Active | - | 2 | - | -
492 | DJB_Package 02 | Thansingh Nagar UGR_Zone | NA | Electrical | LT Panel | Oil Immersed Starter | NA | Non-Critical | Thansingh Nagar_Oil Starter_25 | - | - | 0 | - | Active | - | - | - | -
493 | DJB_Package 02 | Thansingh Nagar UGR_Zone | Kirloskar Brother Ltd | Mechanical | NRV | NRV | NA | Non-Critical | Gali No:3 Punjabi Basti_NRV_05 | - | - | 0 | - | Active | - | - | - | -
494 | DJB_Package 02 | Patel Road Online BPS_Zone | Kirloskar | Electrical | LT Motors | Booster Pump | NA | Non-Critical | Patel Road_Baljeet Nagar_BP_84 | - | - | 0 | - | Active | - | 1 | 1 | -
495 | DJB_Package 02 | Patel Road Online BPS_Zone | NA | Electrical | LT-Panel | LT-Panel | NA | Non-Critical | C Block Ranjeet Nagar_LT Panel_19 | - | - | 0 | - | Active | - | - | - | -
496 | DJB_Package 02 | Patel Road Online BPS_Zone | NA | Mechanical | Valve | Valve | NA | Non-Critical | Shadipur_OV_13 | - | - | 0 | - | Active | - | - | - | -
497 | DJB_Package 02 | Patel Road Online BPS_Zone | Havells | Electrical | LT Panel | Main Fuse | NA | Non-Critical | RockGarden_Main Fuse_02 | - | - | 0 | - | Active | - | - | - | -
498 | DJB_Package 02 | Jantapark UGR_Zone | Kirloskar | Electrical | LT Panel | Dewatering Pump | NA | Non-Critical | Jantapark_DP_27 | - | - | 0 | - | Active | - | - | - | -
499 | DJB_Package 02 | Naraina D.Cantt UGR_Zone | Kirloskar | Electrical | LT Motors | Vaccum Release Pump | RC112M | Non-Critical | Naraina_ Khatta_BPS_VP_04 | - | - | 0 | - | Active | - | - | - | -
500 | DJB_Package 02 | Patel Road Online BPS_Zone | Kirloskar Brother Ltd | Mechanical | NRV | NRV | NA | Non-Critical | Pandav Nagar_NRV_13 | - | - | 0 | - | Active | - | - | - | -
501 | DJB_Package 02 | Patel Road Online BPS_Zone | Kirloskar Brother Ltd | Electrical | LT Motors | Booster Pump | NA | Non-Critical | Pandav Nagar_ BP_02 | - | - | 0 | - | Active | - | 1 | 1 | -
502 | DJB_Package 02 | Patel Road Online BPS_Zone | Kirloskar Brother Ltd | Mechanical | NRV | NRV | NA | Non-Critical | Patel Road_Baljeet Nagar_NRV_131 | - | - | 0 | - | Active | - | - | - | -
503 | DJB_Package 02 | Patel Road Online BPS_Zone | Kirloskar | Electrical | LT Motors | Booster Pump | NA | Non-Critical | Patel Road_Baljeet Nagar_BP_83 | - | - | 0 | - | Active | - | 1 | 1 | -
504 | DJB_Package 02 | Naraina D.Cantt UGR_Zone | Kirloskar Brother Ltd | Mechanical | NRV | NRV | NA | Non-Critical | Indur 2nd_15 | - | - | 0 | - | Active | - | - | - | -
505 | DJB_Package 02 | Patel Road Online BPS_Zone | Kirloskar Brother Ltd | Electrical | LT Motors | Booster Pump | NA | Non-Critical | Nehru Nagar_Cluster_BP_01 | - | - | 0 | - | Active | - | 1 | 1 | -
506 | DJB_Package 02 | Patel Road Online BPS_Zone | NA | Instrument | Flow Meter | Flow Meter | NA | Non-Critical | Khanna_Market_FM_27 | - | - | 0 | - | Active | - | 2 | - | -
507 | DJB_Package 02 | Patel Road Online BPS_Zone | NA | Mechanical | Valve | Valve | NA | Non-Critical | Shadipur_FV_18 | - | - | 0 | - | Active | - | - | - | -
508 | DJB_Package 02 | Patel Road Online BPS_Zone | Kirloskar Brother Ltd | Mechanical | Valve | Valve | NA | Non-Critical | Patel Road_Palem_SV_27 | - | - | 0 | - | Active | - | - | - | -
509 | DJB_Package 02 | Patel Road Online BPS_Zone | Kirloskar Brother Ltd | Mechanical | Valve | Valve | NA | Non-Critical | Patel Road_Palem_SV_30 | - | - | 0 | - | Active | - | - | - | -
510 | DJB_Package 02 | Jantapark UGR_Zone | NA | Instrument | Level Sensor | Level Sensor | NA | Non-Critical | Jantapark_LS_60 | - | - | 0 | - | Active | - | 2 | - | -
511 | DJB_Package 02 | Jantapark UGR_Zone | Upadhyaya | Mechanical | Valve | Valve | NA | Non-Critical | Jantapark_IV_32 | - | - | 0 | - | Active | - | - | - | -
512 | DJB_Package 02 | Naraina D.Cantt UGR_Zone | Kirloskar | Electrical | LT Motors | Booster Pump | UP 80/38 | Non-Critical | Trik_BP_NA_02 | - | - | 0 | - | Active | - | 1 | 1 | -
513 | DJB_Package 02 | Shastri Nagar UGR_Zone | NA | Electrical | LT Panel | Starter Panel | NA | Non-Critical | Shehzadabagh_Feeder Panel_04 | - | - | 0 | - | Active | - | 3 | - | -
514 | DJB_Package 02 | Thansingh Nagar UGR_Zone | NA | Electrical | LT Motors | Booster Pump | NA | Non-Critical | Gali No: 11_BP_02 | - | - | 0 | - | Active | - | 1 | 1 | -
515 | DJB_Package 02 | Shastri Nagar UGR_Zone | L&T | Electrical | LT Panel | Starter Panel | NA | Non-Critical | Dayabasti_SP_02 | - | - | 0 | - | Active | - | 3 | - | -
516 | DJB_Package 02 | Patel Road Online BPS_Zone | Kirloskar Brother Ltd | Mechanical | Valve | Valve | NA | Non-Critical | Patel Road_Naranina_SV_64 | - | - | 0 | - | Active | - | - | - | -
517 | DJB_Package 02 | Patel Road Online BPS | Kirloskar | Electrical | HT Panel | MOCB | NA | Non-Critical | New Faridpuri_MOCB_43 | - | - | 0 | - | Active | - | - | - | -
518 | DJB_Package 02 | Patel Road Online BPS_Zone | KSB | Mechanical | Valve | Valve | NA | Non-Critical | C Block Ranjeet Nagar_IV_09 | - | - | 0 | - | Active | - | - | - | -
519 | DJB_Package 02 | Naraina D.Cantt UGR_Zone | C&S | Electrical | LT Panel | Main MCCB | NA | Non-Critical | Naraina Dispansary_MCCB_05 | - | - | 0 | - | Active | - | - | - | -
520 | DJB_Package 02 | Shastri Nagar UGR_Zone | Kirloskar Brother Ltd | Mechanical | Valve | Valve | NA | Non-Critical | Shehzadabagh_DV_21 | - | - | 0 | - | Active | - | - | - | -
521 | DJB_Package 02 | Shastri Nagar UGR_Zone | NA | Electrical | LT Motors | Booster Pump | NA | Non-Critical | Chandrashekar_BP_07 | - | - | 0 | - | Active | - | 1 | 1 | -
522 | DJB_Package 02 | Patel Road Online BPS_Zone | L&T | Electrical | LT Panel | Main MCCB | NA | Non-Critical | Pandav Nagar_ Main MCCB_05 | - | - | 0 | - | Active | - | - | - | -
523 | DJB_Package 02 | Jantapark UGR_Zone | NA | Electrical | LT Panel | MCCB | NA | Non-Critical | Jantapark_MCCB_08 | - | - | 0 | - | Active | - | - | - | -
524 | DJB_Package 02 | Patel Road Online BPS_Zone | Kirloskar Brother Ltd | Mechanical | NRV | NRV | NA | Non-Critical | Pandav Nagar_DDA_NRV_13 | - | - | 0 | - | Active | - | - | - | -
525 | DJB_Package 02 | Shastri Nagar UGR_Zone | Advance Engineering Works Pvt Ltd | Electrical | LT Panel | Oil Immersed Starter | NA | Non-Critical | Sarai Basti_Oil Starter_08 | - | - | 0 | - | Active | - | - | - | -
526 | DJB_Package 02 | Patel Road Online BPS_Zone | Kirloskar Brother Ltd | Mechanical | Valve | Valve | NA | Non-Critical | Nehru Nagar_Cluster_NRV_12 | - | - | 0 | - | Active | - | - | - | -
527 | DJB_Package 02 | Shastri Nagar UGR_Zone | Kirloskar Brother Ltd | Mechanical | Valve | Valve | NA | Non-Critical | Shashtri Nagar_SV_33 | - | - | 0 | - | Active | - | - | - | -
528 | DJB_Package 02 | Patel Road Online BPS_Zone | NA | Electrical | LT Panel | Main Fuse | NA | Non-Critical | Gali No:8_Baljeet Nagar_Main Fuse_06 | - | - | 0 | - | Active | - | - | - | -
529 | DJB_Package 02 | New Rajender Nagar R Block_Zone | Advance Engineering Works Pvt Ltd | Electrical | LT Motors | change over Switch | NA | Non-Critical | Rajender R Block_ CS_09 | - | - | 0 | - | In-Active | not in command area | - | - | -
530 | DJB_Package 02 | Patel Road Online BPS_Zone | NA | Instrument | Flow Meter | Flow Meter | NA | Non-Critical | C1 Block Ranjeet Nagar_FM_15 | - | - | 0 | - | Active | - | 2 | - | -
531 | DJB_Package 02 | Naraina D.Cantt UGR_Zone | NA | Mechanical | Valve | Valve | NA | Non-Critical | Shiv Mandir_CDV_11 | - | - | 0 | - | Active | - | - | - | -
532 | DJB_Package 02 | Patel Road Online BPS_Zone | Kirloskar Brother Ltd | Mechanical | Valve | Valve | NA | Non-Critical | Patel Road_Palem_SV_32 | - | - | 0 | - | Active | - | - | - | -
533 | DJB_Package 02 | Patel Road Online BPS_Zone | KBL | Mechanical | Valve | Valve | NA | Non-Critical | Khanna_Market_DV_22 | - | - | 0 | - | Active | - | - | - | -
534 | DJB_Package 02 | New Rajender Nagar R Block_Zone | KSB | Mechanical | Valve | Valve | NA | Non-Critical | Dusghara_BPS_SV_09 | - | - | 0 | - | Active | - | - | - | -
535 | DJB_Package 02 | Shastri Nagar UGR_Zone | Kirloskar Brother Ltd | Mechanical | NRV | NRV | NA | Non-Critical | Shashtri Nagar_NRV_50 | - | - | 0 | - | Active | - | - | - | -
536 | DJB_Package 02 | Patel Road Online BPS_Zone | KSB | Mechanical | Valve | Valve | NA | Non-Critical | C Block Ranjeet Nagar_DV_13 | - | - | 0 | - | Active | - | - | - | -
537 | DJB_Package 02 | Patel Road Online BPS_Zone | NA | Electrical | LT Panel | change over Switch | NA | Non-Critical | 35 Block_LT Panel_CS_08 | - | - | 0 | - | Active | - | - | - | -
538 | DJB_Package 02 | Thansingh Nagar UGR_Zone | Kirloskar Brother Ltd | Mechanical | NRV | NRV | NA | Non-Critical | Thansingh Nagar_NRV_50 | - | - | 0 | - | Active | - | - | - | -
539 | DJB_Package 02 | Patel Road Online BPS_Zone | KSB | Mechanical | Valve | Valve | NA | Non-Critical | C Block Ranjeet Nagar_SV_12 | - | - | 0 | - | Active | - | - | - | -
540 | DJB_Package 02 | Thansingh Nagar UGR_Zone | Kirloskar Brother Ltd | Mechanical | Valve | Valve | NA | Non-Critical | Thansingh Nagar_DV_41 | - | - | 0 | - | Active | - | - | - | -
541 | DJB_Package 02 | Patel Road Online BPS_Zone | Kirloskar Brother Ltd | Mechanical | Valve | Valve | NA | Non-Critical | Pandav Nagar_DV_12 | - | - | 0 | - | Active | - | - | - | -
542 | DJB_Package 02 | Shastri Nagar UGR_Zone | Kirloskar Brother Ltd | Mechanical | Valve | Valve | NA | Non-Critical | Shashtri Nagar_DV_41 | - | - | 0 | - | Active | - | - | - | -
543 | DJB_Package 02 | Patel Road Online BPS_Zone | IBC | Mechanical | Valve | Valve | NA | Non-Critical | 28-Block_DV_14 | - | - | 0 | - | Active | - | - | - | -
544 | DJB_Package 02 | Patel Road Online BPS_Zone | NA | Mechanical | Valve | Valve | NA | Non-Critical | Gali No:6_Prem Nagar_BV_10 | - | - | 0 | - | Active | - | - | - | -
545 | DJB_Package 02 | Patel Road Online BPS_Zone | Kirloskar Brother Ltd | Mechanical | Valve | Valve | NA | Non-Critical | Patel Road_Baljeet Nagar_DV_111 | - | - | 0 | - | Active | - | - | - | -
546 | DJB_Package 02 | Thansingh Nagar UGR_Zone | Kirloskar Brother Ltd | Electrical | LT Motors | Booster Pump | KDS 2050+ | Non-Critical | Sarai Rohilla_BP_01 | - | - | 0 | - | Active | - | 1 | 1 | -
547 | DJB_Package 02 | Patel Road Online BPS_Zone | Kirloskar Brother Ltd | Electrical | LT Motors | Booster Pump | KDS 2050+ | Non-Critical | Durgapark_BPS_02 | - | - | 0 | - | Active | - | 1 | 1 | -
548 | DJB_Package 02 | Patel Road Online BPS_Zone | Kirloskar | Electrical | LT Motors | Booster Pump | NA | Non-Critical | Patel Road_Naranina_BP_57 | - | - | 0 | - | Active | - | 1 | 1 | -
549 | DJB_Package 02 | Patel Road Online BPS_Zone | KSB | Mechanical | Valve | Valve | NA | Non-Critical | Durgapark_SV_07 | - | - | 0 | - | Active | - | - | - | -
550 | DJB_Package 02 | Patel Road Online BPS_Zone | KSB | Mechanical | Valve | Valve | NA | Non-Critical | C1 Block Ranjeet Nagar_NRV_13 | - | - | 0 | - | Active | - | - | - | -
551 | DJB_Package 02 | New Rajender Nagar R Block_Zone | Kirloskar Brother Ltd | Electrical | LT Motors | Booster Pump | 100/125 BST TA | Non-Critical | Old Rajender_BPS_BP_03 | - | - | 0 | - | In-Active | Not working | - | - | -
552 | DJB_Package 02 | Shastri Nagar UGR_Zone | Kirloskar Brother Ltd | Mechanical | NRV | NRV | NA | Non-Critical | Shehzadabagh_NRV_26 | - | - | 0 | - | Active | - | - | - | -
553 | DJB_Package 02 | Patel Road Online BPS_Zone | NA | Instrument | Level Sensor | Level Sensor | NA | Non-Critical | Pandav Nagar_LS_18 | - | - | 0 | - | Active | - | 2 | - | -
554 | DJB_Package 02 | Naraina D.Cantt UGR_Zone | KSB | Mechanical | Valve | Valve | NA | Non-Critical | Indur 2nd_SV_09 | - | - | 0 | - | Active | - | - | - | -
555 | DJB_Package 02 | Jantapark UGR_Zone | Kirloskar | Electrical | HT Panel | MOCB | NA | Non-Critical | Jantapark_MOCB_63 | - | - | 0 | - | Active | - | - | - | -
556 | DJB_Package 02 | Naraina D.Cantt UGR_Zone | NA | Electrical | LT Motors | Booster Pump | NA | Non-Critical | Chintu_ BP_01 | - | - | 0 | - | Active | - | 1 | 1 | -
557 | DJB_Package 02 | Jantapark UGR_Zone | Kirloskar | Electrical | LT Panel | Vaccum Release Pump | NA | Non-Critical | Jantapark_VP_28 | - | - | 0 | - | Active | - | - | - | -
558 | DJB_Package 02 | Shastri Nagar UGR_Zone | Kirloskar Brother Ltd | Mechanical | Valve | Valve | NA | Non-Critical | Dayabasti_DV_07 | - | - | 0 | - | Active | - | - | - | -
559 | DJB_Package 02 | Shastri Nagar UGR_Zone | Kirloskar Brother Ltd | Mechanical | Valve | Valve | NA | Non-Critical | Chandrashekar_IV_10 | - | - | 0 | - | Active | - | - | - | -
560 | DJB_Package 02 | Naraina D.Cantt UGR_Zone | NA | Electrical | LT Motors | Booster Pump | NA | Non-Critical | Balmiki Mandir_ BP_02 | - | - | 0 | - | Active | - | 1 | 1 | -
561 | DJB_Package 02 | Shastri Nagar UGR_Zone | Kirloskar Brother Ltd | Mechanical | Valve | Valve | NA | Non-Critical | Shashtri Nagar_DV_40 | - | - | 0 | - | Active | - | - | - | -
562 | DJB_Package 02 | Patel Road Online BPS_Zone | Kirloskar Brother Ltd | Electrical | LT Motors | Booster Pump | NA | Non-Critical | Gali No:8_Baljeet Nagar_BP_01 | - | - | 0 | - | Active | - | 1 | 1 | -
563 | DJB_Package 02 | Naraina D.Cantt UGR_Zone | Kirloskar | Electrical | LT Motors | Booster Pump | S2256 | Non-Critical | Sastri Park_ FBP_02 | - | - | 0 | - | Active | - | 1 | 1 | -
564 | DJB_Package 02 | Patel Road Online BPS_Zone | Advance | Electrical | LT Panel | Oil Starter | NA | Non-Critical | Gali No:8_Baljeet Nagar_Oil Starter-1_25 | - | - | 0 | - | Active | - | - | - | -
565 | DJB_Package 02 | Patel Road Online BPS_Zone | Kirloskar Brother Ltd | Mechanical | Valve | Valve | NA | Non-Critical | Shiv Chowck_DV_13 | - | - | 0 | - | Active | - | - | - | -
566 | DJB_Package 02 | Patel Road Online BPS_Zone | Kirloskar Brother Ltd | Electrical | LT Motors | Booster Pump | UP 100/38 | Non-Critical | Shiv Chowck_BP_01 | - | - | 0 | - | Active | - | 1 | 1 | -
567 | DJB_Package 02 | Shastri Nagar UGR_Zone | Kirloskar Brother Ltd | Mechanical | Valve | Valve | NA | Non-Critical | Chandrashekar_DV_18 | - | - | 0 | - | Active | - | - | - | -
568 | DJB_Package 02 | New Rajender Nagar R Block_Zone | Kirloskar Brother Ltd | Mechanical | NRV | NRV | NA | Non-Critical | Dusghara_OLB_NRV_12 | - | - | 0 | - | Active | - | - | - | -
569 | DJB_Package 02 | Patel Road Online BPS_Zone | Kirloskar Brother Ltd | Electrical | LT Motors | Dewatering Pump | NA | Non-Critical | 28 Block_DP_04 | - | - | 0 | - | Active | - | - | - | -
570 | DJB_Package 02 | Naraina D.Cantt UGR_Zone | Kirloskar | Electrical | LT Motors | Booster Pump | NA | Non-Critical | Naraina Dis_BP_01 | - | - | 0 | - | Active | - | 1 | 1 | -
571 | DJB_Package 02 | Naraina D.Cantt UGR_Zone | KSB | Mechanical | Valve | Valve | NA | Non-Critical | Sastri Park_SV_12 | - | - | 0 | - | Active | - | - | - | -
572 | DJB_Package 02 | Naraina D.Cantt UGR_Zone | KSB | Mechanical | Valve | Valve | NA | Non-Critical | Naraina Dispansary_SV_13 | - | - | 0 | - | Active | - | - | - | -
573 | DJB_Package 02 | Shastri Nagar UGR_Zone | Kirloskar Brother Ltd | Mechanical | Valve | Valve | NA | Non-Critical | Ambabag_DV_15 | - | - | 0 | - | Active | - | - | - | -
574 | DJB_Package 02 | Shastri Nagar UGR_Zone | Kirloskar Brother Ltd | Mechanical | Valve | Valve | NA | Non-Critical | Swamidayanand_DV_15 | - | - | 0 | - | Active | - | - | - | -
575 | DJB_Package 02 | Naraina D.Cantt UGR_Zone | KSB | Mechanical | Valve | Valve | NA | Non-Critical | C&H Block_SV_09 | - | - | 0 | - | Active | - | - | - | -
576 | DJB_Package 02 | Thansingh Nagar UGR_Zone | Kirloskar Brother Ltd | Mechanical | Valve | Valve | NA | Non-Critical | Thansingh Nagar_SV_29 | - | - | 0 | - | Active | - | - | - | -
577 | DJB_Package 02 | Patel Road Online BPS_Zone | KBL | Mechanical | Valve | Valve | NA | Non-Critical | Khanna_Market_DV_23 | - | - | 0 | - | Active | - | - | - | -
578 | DJB_Package 02 | Jantapark UGR_Zone | Upadhyaya | Mechanical | Valve | Valve | NA | Non-Critical | Jantapark_SV_36 | - | - | 0 | - | Active | - | - | - | -
579 | DJB_Package 02 | Shastri Nagar UGR_Zone | NA | Electrical | LT Motors | Booster Pump | NA | Non-Critical | Chandrashekar_BP_06 | - | - | 0 | - | Active | - | 1 | 1 | -
580 | DJB_Package 02 | Patel Road Online BPS_Zone | L&T | Electrical | LT Panel | LT Panel | NA | Non-Critical | New Faridpuri_LT Panel_13 | - | - | 0 | - | Active | - | 3 | - | -
581 | DJB_Package 02 | Jantapark UGR_Zone | Upadhyaya | Mechanical | NRV | NRV | NA | Non-Critical | Jantapark_NRV_40 | - | - | 0 | - | Active | - | - | - | -
582 | DJB_Package 02 | Patel Road Online BPS_Zone | NA | Mechanical | Valve | Valve | NA | Non-Critical | Gali No:6_Prem Nagar_DV_26 | - | - | 0 | - | Active | - | - | - | -
583 | DJB_Package 02 | Thansingh Nagar UGR_Zone | Kirloskar Brother Ltd | Mechanical | NRV | NRV | NA | Non-Critical | Thansingh Nagar_NRV_43 | - | - | 0 | - | Active | - | - | - | -
584 | DJB_Package 02 | Thansingh Nagar UGR_Zone | Kirloskar Brother Ltd | Mechanical | Valve | Valve | NA | Non-Critical | Thansingh Nagar_DV_37 | - | - | 0 | - | Active | - | - | - | -
585 | DJB_Package 02 | Naraina D.Cantt UGR_Zone | NA | Electrical | LT Motors | change over Switch | NA | Non-Critical | Indur 2nd_CVS_05 | - | - | 0 | - | Active | - | - | - | -
586 | DJB_Package 02 | Naraina D.Cantt UGR_Zone | NA | Electrical | LT Motors | Booster Pump | NA | Non-Critical | Indur 1st_BP_NA_01 | - | - | 0 | - | Active | - | 1 | 1 | -
587 | DJB_Package 02 | Patel Road Online BPS_Zone | Kirloskar Brother Ltd | Mechanical | NRV | NRV | NA | Non-Critical | Pandav Nagar_NRV_14 | - | - | 0 | - | Active | - | - | - | -
588 | DJB_Package 02 | Patel Road Online BPS_Zone | Kirloskar Brother Ltd | Mechanical | Valve | Valve | NA | Non-Critical | Patel Road_Naranina_DV_67 | - | - | 0 | - | Active | - | - | - | -
589 | DJB_Package 02 | Patel Road Online BPS_Zone | Kirloskar Brother Ltd | Mechanical | NRV | NRV | NA | Non-Critical | Pandav Nagar_NRV_17 | - | - | 0 | - | Active | - | - | - | -
590 | DJB_Package 02 | Patel Road Online BPS | Kirloskar | Electrical | HT Panel | MOCB | NA | Non-Critical | New Faridpuri_MOCB_46 | - | - | 0 | - | Active | - | - | - | -
591 | DJB_Package 02 | Patel Road Online BPS_Zone | NA | Electrical | LT Panel | change over Switch | NA | Non-Critical | Pandav Nagar_DDA_CS_06 | - | - | 0 | - | Active | - | - | - | -
592 | DJB_Package 02 | Thansingh Nagar UGR_Zone | NA | Electrical | LT Panel | LRRS | NA | Non-Critical | Thansingh Nagar_LRRS_22 | - | - | 0 | - | Active | - | - | - | -
593 | DJB_Package 02 | Patel Road Online BPS_Zone | KSB | Mechanical | Valve | Valve | NA | Non-Critical | C1 Block Ranjeet Nagar_DV_09 | - | - | 0 | - | Active | - | - | - | -
594 | DJB_Package 02 | Naraina D.Cantt UGR_Zone | NA | Electrical | LT Panel | APFC Panel | NA | Non-Critical | Naraina_ Khatta_BPS_PF_08 | - | - | 0 | - | Active | - | 1 | - | -
595 | DJB_Package 02 | Patel Road Online BPS_Zone | Kirloskar | Electrical | LT Motors | Booster Pump | NA | Non-Critical | Patel Road_Naranina_BP_60 | - | - | 0 | - | Active | - | 1 | 1 | -
596 | DJB_Package 02 | Patel Road Online BPS_Zone | Kirloskar Brother Ltd | Mechanical | Valve | Valve | NA | Non-Critical | 35 Block_DV_15 | - | - | 0 | - | Active | - | - | - | -
597 | DJB_Package 02 | Patel Road Online BPS_Zone | NA | Mechanical | Valve | Valve | NA | Non-Critical | Gali No:6_Prem Nagar_DV_17 | - | - | 0 | - | Active | - | - | - | -
598 | DJB_Package 02 | Shastri Nagar UGR_Zone | Kirloskar Brother Ltd | Mechanical | Valve | Valve | NA | Non-Critical | Swamidayanand_SV_11 | - | - | 0 | - | Active | - | - | - | -
599 | DJB_Package 02 | Patel Road Online BPS_Zone | NA | Instrument | Flow Meter | Flow Meter | NA | Non-Critical | O Block_FM_28 | - | - | 0 | - | Active | - | 2 | - | -
600 | DJB_Package 02 | New Rajender Nagar R Block_Zone | Kirloskar Brother Ltd | Mechanical | NRV | NRV | NA | Non-Critical | Todapur_BPS_NRV_17 | - | - | 0 | - | Active | - | - | - | -
601 | DJB_Package 02 | Thansingh Nagar UGR_Zone | L&T | Electrical | LT Panel | Starter Panel | NA | Non-Critical | Sarai Rohilla_Starter Panel_06 | - | - | 0 | - | Active | - | 3 | - | -
602 | DJB_Package 02 | Patel Road Online BPS_Zone | NA | Mechanical | Valve | Valve | NA | Non-Critical | Gali No:8_Baljeet Nagar_DV_18 | - | - | 0 | - | Active | - | - | - | -
603 | DJB_Package 02 | New Rajender Nagar R Block_Zone | NA | Electrical | LT Panel | change over Switch | CO3 315 | Non-Critical | Todapur_BPS_CS_07 | - | - | 0 | - | Active | - | - | - | -
604 | DJB_Package 02 | New Rajender Nagar R Block_Zone | NA | Electrical | LT Panel | change over Switch | NA | Non-Critical | Dusghara_OLB_CS_04 | - | - | 0 | - | Active | - | - | - | -
605 | DJB_Package 02 | Patel Road Online BPS_Zone | NA | Electrical | LT Motors | Dewatering Pump | NA | Non-Critical | C Block Ranjeet Nagar_VP_05 | - | - | 0 | - | Active | - | - | - | -
606 | DJB_Package 02 | Naraina D.Cantt UGR_Zone | NA | Electrical | LT Motors | Dewatering Pump | NA | Non-Critical | Indur 1st_DP_05 | - | - | 0 | - | Active | - | - | - | -
607 | DJB_Package 02 | New Rajender Nagar R Block_Zone | KSB | Electrical | LT Motors | Booster Pump | UP 100/36 | Non-Critical | Dusghara_BPS_BP_01 | - | - | 0 | - | Active | - | 1 | 1 | -
608 | DJB_Package 02 | Patel Road Online BPS_Zone | L&T | Electrical | LT Panel | Air Circuit Breaker | CN-CS2000-C | Non-Critical | Patel Road_ACB_04 | - | - | 0 | - | Active | - | - | - | -
609 | DJB_Package 02 | Shastri Nagar UGR_Zone | NA | Electrical | LT Panel | Kit Kat Fuse | NA | Non-Critical | Vivekanandpuri_Main Fuse_01 | - | - | 0 | - | Active | - | - | - | -
610 | DJB_Package 02 | Shastri Nagar UGR_Zone | Kirloskar Brother Ltd | Mechanical | Valve | Valve | NA | Non-Critical | Ambabag_IV_09 | - | - | 0 | - | Active | - | - | - | -
611 | DJB_Package 02 | Patel Road Online BPS_Zone | Advance Engineering Works Pvt Ltd | Electrical | - | ATS | MATS | Non-Critical | Gali No:6_Prem Nagar_ATS_32 | - | - | 0 | - | Active | - | - | - | -
612 | DJB_Package 02 | Shastri Nagar UGR_Zone | NA | Electrical | LT Panel | Dewatering Pump | NA | Non-Critical | Shashtri Nagar_DP_18 | - | - | 0 | - | Active | - | - | - | -
613 | DJB_Package 02 | New Rajender Nagar R Block_Zone | NA | Electrical | LT Panel | Main MCCB | DN3 630D | Non-Critical | Todapur_BPS_Main MCCB_06 | - | - | 0 | - | Active | - | - | - | -
614 | DJB_Package 02 | Shastri Nagar UGR_Zone | Kirloskar Brother Ltd | Mechanical | Valve | Valve | NA | Non-Critical | Vivekanandpuri_IV_08 | - | - | 0 | - | Active | - | - | - | -
615 | DJB_Package 02 | Shastri Nagar UGR_Zone | NA | Instrument | Level Sensor | Level Sensor | NA | Non-Critical | InderloK_ LS_23 | - | - | 0 | - | Active | - | 2 | - | -
616 | DJB_Package 02 | Shastri Nagar UGR_Zone | NA | Electrical | LT Motors | EOT | NA | Non-Critical | Shashtri Nagar_EOT_29 | - | - | 0 | - | Active | - | 3 | - | -
617 | DJB_Package 02 | Shastri Nagar UGR_Zone | Kirloskar Brother Ltd | Mechanical | Valve | Valve | NA | Non-Critical | Ambabag_DV_14 | - | - | 0 | - | Active | - | - | - | -
618 | DJB_Package 02 | Jantapark UGR_Zone | Upadhyaya | Mechanical | NRV | NRV | NA | Non-Critical | Jantapark_NRV_42 | - | - | 0 | - | Active | - | - | - | -
619 | DJB_Package 02 | Patel Road Online BPS_Zone | NA | Electrical | LT Panel | change over Switch | NA | Non-Critical | Gali No:6_Prem Nagar_CS_07 | - | - | 0 | - | Active | - | - | - | -
620 | DJB_Package 02 | Shastri Nagar UGR_Zone | NA | Instrument | Level Sensor | Level Sensor | NA | Non-Critical | Shashtri Nagar_LS_56 | - | - | 0 | - | Active | - | 2 | - | -
621 | DJB_Package 02 | Shastri Nagar UGR_Zone | Kirloskar Brother Ltd | Mechanical | Valve | Valve | NA | Non-Critical | Chandrashekar_DV_23 | - | - | 0 | - | Active | - | - | - | -
622 | DJB_Package 02 | Naraina D.Cantt UGR_Zone | KSB | Mechanical | Valve | Valve | NA | Non-Critical | Indur 2nd_DV_12 | - | - | 0 | - | Active | - | - | - | -
623 | DJB_Package 02 | Naraina D.Cantt UGR_Zone | L&T | Electrical | LT Motors | Main MCCB | NA | Non-Critical | Shiv Mandir_ Main MCCB_03 | - | - | 0 | - | Active | - | - | - | -
624 | DJB_Package 02 | New Rajender Nagar R Block_Zone | Kirloskar Brother Ltd | Mechanical | Valve | Valve | NA | Non-Critical | Todapur_BPS_SV_12 | - | - | 0 | - | Active | - | - | - | -
625 | DJB_Package 02 | Patel Road Online BPS_Zone | NA | Mechanical | NRV | NRV | NA | Non-Critical | Gali No:8_Baljeet Nagar_NRV_16 | - | - | 0 | - | Active | - | - | - | -
626 | DJB_Package 02 | New Rajender Nagar R Block_Zone | NA | Electrical | LT Motors | Dewatering Pump | NA | Non-Critical | Rajender R Block_ DP_08 | - | - | 0 | - | Active | - | - | - | -
627 | DJB_Package 02 | Patel Road Online BPS_Zone | Kirloskar | Electrical | HT Panel | HT Panel | NA | Non-Critical | Patel Road_HT Panel_01 | - | - | 0 | - | Active | - | 4 | 1 | -
628 | DJB_Package 02 | Shastri Nagar UGR_Zone | NA | Electrical | LT Motors | Booster Pump | KDS-2030+ | Non-Critical | DDA Flat Gulabibagh_Oil Starter_08 | - | - | 0 | - | Active | - | 1 | 1 | -
629 | DJB_Package 02 | Thansingh Nagar UGR_Zone | Kirloskar Brother Ltd | Mechanical | NRV | NRV | NA | Non-Critical | Gali No: 11_ NRV_09 | - | - | 0 | - | Active | - | - | - | -
630 | DJB_Package 02 | Patel Road Online BPS_Zone | Kirloskar | Electrical | LT Panel | Transformer | NA | Non-Critical | Patel Road_Transformer_01 | - | - | 0 | - | Active | - | 1 | 1 | -
631 | DJB_Package 02 | Patel Road Online BPS | Kirloskar | Electrical | HT Panel | MOCB | NA | Non-Critical | New Faridpuri_MOCB_47 | - | - | 0 | - | Active | - | - | - | -
632 | DJB_Package 02 | Patel Road Online BPS_Zone | Syntron | Electrical | LT Panel | APFC Panel | APFC Type 1143 | Non-Critical | 28 Block_PF_07 | - | - | 0 | - | Active | - | 1 | - | -
633 | DJB_Package 02 | Naraina D.Cantt UGR_Zone | NA | Electrical | LT Panel | LT Panel | 200Amp | Non-Critical | I Block_LT_Panel_06 | - | - | 0 | - | Active | - | 3 | - | -
634 | DJB_Package 02 | Patel Road Online BPS_Zone | L&T | Electrical | LT Panel | Main MCCB | DN2 250D | Non-Critical | O Block_Main MCCB_08 | - | - | 0 | - | Active | - | - | - | -
635 | DJB_Package 02 | Thansingh Nagar UGR_Zone | Kirloskar Brother Ltd | Mechanical | Valve | Valve | NA | Non-Critical | Gali No: 11_ DV_11 | - | - | 0 | - | Active | - | - | - | -
636 | DJB_Package 02 | Naraina D.Cantt UGR_Zone | KSB | Mechanical | Valve | Valve | NA | Non-Critical | Indur 2nd_SV_10 | - | - | 0 | - | Active | - | - | - | -
637 | DJB_Package 02 | Jantapark UGR_Zone | Upadhyaya | Mechanical | Valve | Valve | NA | Non-Critical | Jantapark_DV_46 | - | - | 0 | - | Active | - | - | - | -
638 | DJB_Package 02 | Patel Road Online BPS_Zone | Kirloskar Brother Ltd | Mechanical | Mechanical Level Sensor | Mechanical Level Sensor | NA | Non-Critical | Shiv Chowck_MS_16 | - | - | 0 | - | Active | - | - | - | -
639 | DJB_Package 02 | Patel Road Online BPS_Zone | KSB | Electrical | LT Motors | Vaccum Release Pump | NA | Non-Critical | Old Faridpuri_VP_04 | - | - | 0 | - | Active | - | - | - | -
640 | DJB_Package 02 | Shastri Nagar UGR_Zone | Kirloskar Brother Ltd | Mechanical | Valve | Valve | NA | Non-Critical | DDA Flat Gulabibagh_NRV_22 | - | - | 0 | - | Active | - | - | - | -
641 | DJB_Package 02 | Patel Road Online BPS_Zone | NA | Mechanical | Valve | Valve | NA | Non-Critical | Gali No:6_Prem Nagar_DV_18 | - | - | 0 | - | Active | - | - | - | -
642 | DJB_Package 02 | Shastri Nagar UGR_Zone | NA | Instrument | Level Sensor | Level Sensor | NA | Non-Critical | Swamidayanand_LS_17 | - | - | 0 | - | Active | - | 2 | - | -
643 | DJB_Package 02 | Jantapark UGR_Zone | Upadhyaya | Mechanical | Valve | Valve | NA | Non-Critical | Jantapark_SV_38 | - | - | 0 | - | Active | - | - | - | -
644 | DJB_Package 02 | New Rajender Nagar R Block_Zone | Kirloskar Brother Ltd | Mechanical | Valve | Valve | NA | Non-Critical | Todapur_BPS_SV_09 | - | - | 0 | - | Active | - | - | - | -
645 | DJB_Package 02 | Thansingh Nagar UGR_Zone | Kirloskar Brother Ltd | Mechanical | Valve | Valve | NA | Non-Critical | Thansingh Nagar_DV_39 | - | - | 0 | - | Active | - | - | - | -
646 | DJB_Package 02 | Thansingh Nagar UGR_Zone | Kirloskar Brother Ltd | Mechanical | Valve | Valve | NA | Non-Critical | Gali No: 11_ SV_08 | - | - | 0 | - | Active | - | - | - | -
647 | DJB_Package 02 | Patel Road Online BPS_Zone | L&T | Electrical | LT Panel | Main MCCB | NA | Non-Critical | Old Faridpuri_Main MCCB_07 | - | - | 0 | - | Active | - | - | - | -
648 | DJB_Package 02 | Naraina D.Cantt UGR_Zone | L&T | Electrical | LT Motors | change over Switch | NA | Non-Critical | Sastri Park_ CS_09 | - | - | 0 | - | Active | - | - | - | -
649 | DJB_Package 02 | Patel Road Online BPS_Zone | L&T | Electrical | LT Panel | LT Panel | NA | Non-Critical | New Faridpuri_LT Panel_14 | - | - | 0 | - | Active | - | 3 | - | -
650 | DJB_Package 02 | Patel Road Online BPS_Zone | HOT | Mechanical | HOT | HOT | NA | Non-Critical | Patel Road_Naranina_HOT_61 | - | - | 0 | - | Active | - | 3 | - | -
651 | DJB_Package 02 | Patel Road Online BPS_Zone | Havells | Electrical | LT Panel | change over Switch | NA | Non-Critical | Pandav Nagar_ CS_06 | - | - | 0 | - | Active | - | - | - | -
652 | DJB_Package 02 | Thansingh Nagar UGR_Zone | Kirloskar Brother Ltd | Electrical | LT Motors | Booster Pump | KDS 2050+ | Non-Critical | Sarai Rohilla_BP_02 | - | - | 0 | - | Active | - | 1 | 1 | -
653 | DJB_Package 02 | Patel Road Online BPS_Zone | Jyoti | Electrical | LT Motors | Booster Pump | NA | Non-Critical | Patel Road_Palem_BP_24 | - | - | 0 | - | Active | - | 1 | 1 | -
654 | DJB_Package 02 | Naraina D.Cantt UGR_Zone | GE | Electrical | LT Motors | Main Fuse | SEZ400 | Non-Critical | Sastri Park_ Main Fuse_06 | - | - | 0 | - | Active | - | - | - | -
655 | DJB_Package 02 | Patel Road Online BPS_Zone | Kirloskar Brother Ltd | Mechanical | NRV | NRV | NA | Non-Critical | Pandav Nagar_DDA_NRV_17 | - | - | 0 | - | Active | - | - | - | -
656 | DJB_Package 02 | Thansingh Nagar UGR_Zone | Kirloskar Brother Ltd | Electrical | LT Motors | Booster Pump | RD280M | Non-Critical | Thansingh Nagar_BP_02 | - | - | 0 | - | Active | - | 1 | 1 | -
657 | DJB_Package 02 | Patel Road Online BPS_Zone | Kirloskar Brother Ltd | Electrical | LT Motors | Vaccum Release Pump | KI112M | Non-Critical | O Block_VP_05 | - | - | 0 | - | Active | - | - | - | -
658 | DJB_Package 02 | Jantapark UGR_Zone | Upadhyaya | Mechanical | Valve | Valve | NA | Non-Critical | Jantapark_SV_37 | - | - | 0 | - | Active | - | - | - | -
659 | DJB_Package 02 | Shastri Nagar UGR_Zone | Kirloskar Brother Ltd | Electrical | LT Motors | Booster Pump | KDI-1040+ | Non-Critical | Dayabasti_BP_04 | - | - | 0 | - | Active | - | 1 | 1 | -
660 | DJB_Package 02 | Shastri Nagar UGR_Zone | NA | Electrical | LT Motors | Booster Pump | NA | Non-Critical | Shehzadabagh_BP_11 | - | - | 0 | - | Active | - | 1 | 1 | -
661 | DJB_Package 02 | Naraina D.Cantt UGR_Zone | C&S | Electrical | LT Motors | Main MCCB | 250Amp | Non-Critical | I Block_MCCB_04 | - | - | 0 | - | Active | - | - | - | -
662 | DJB_Package 02 | Patel Road Online BPS_Zone | Kirloskar Brother Ltd | Mechanical | Valve | Valve | NA | Non-Critical | Patel Road_Baljeet Nagar_DV_102 | - | - | 0 | - | Active | - | - | - | -
663 | DJB_Package 02 | Naraina D.Cantt UGR_Zone | NA | Electrical | LT Panel | change over Switch | NA | Non-Critical | Naraina_ Khatta_BPS_CVS_06 | - | - | 0 | - | Active | - | - | - | -
664 | DJB_Package 02 | Shastri Nagar UGR_Zone | Kirloskar Brother Ltd | Mechanical | Valve | Valve | NA | Non-Critical | Chandrashekar_DV_15 | - | - | 0 | - | Active | - | - | - | -
665 | DJB_Package 02 | Naraina D.Cantt UGR_Zone | NA | Electrical | LT Motors | Booster Pump | NA | Non-Critical | I Block_BP_02 | - | - | 0 | - | Active | - | 1 | 1 | -
666 | DJB_Package 02 | Patel Road Online BPS_Zone | NA | Instrument | Level Sensor | Level Sensor | NA | Non-Critical | C Block Ranjeet Nagar_LS_16 | - | - | 0 | - | Active | - | 2 | - | -
667 | DJB_Package 02 | Shastri Nagar UGR_Zone | Kirloskar Brother Ltd | Mechanical | Valve | Valve | NA | Non-Critical | Sarai Basti_DV_19 | - | - | 0 | - | Active | - | - | - | -
668 | DJB_Package 02 | Patel Road Online BPS_Zone | Kirloskar Brother Ltd | Mechanical | Valve | Valve | NA | Non-Critical | Patel Road_Baljeet Nagar_SV_89 | - | - | 0 | - | Active | - | - | - | -
669 | DJB_Package 02 | Patel Road Online BPS_Zone | NA | Mechanical | Valve | Valve | NA | Non-Critical | Shadipur_OV_12 | - | - | 0 | - | Active | - | - | - | -
670 | DJB_Package 02 | Patel Road Online BPS_Zone | Kirloskar Brother Ltd | Mechanical | Valve | Valve | NA | Non-Critical | Patel Road_Palem_SV_29 | - | - | 0 | - | Active | - | - | - | -
671 | DJB_Package 02 | Patel Road Online BPS_Zone | KSB | Mechanical | Valve | Valve | NA | Non-Critical | C1 Block Ranjeet Nagar_SV_11 | - | - | 0 | - | Active | - | - | - | -
672 | DJB_Package 02 | Patel Road Online BPS_Zone | Advance | Electrical | Oil Starter | Oil Starter | NA | Non-Critical | 35-Block_Oil Starter-1_22 | - | - | 0 | - | Active | - | - | - | -
673 | DJB_Package 02 | Naraina D.Cantt UGR_Zone | KSB | Mechanical | Valve | Valve | NA | Non-Critical | Indur 1st_DV_15 | - | - | 0 | - | Active | - | - | - | -
674 | DJB_Package 02 | Patel Road Online BPS_Zone | NA | Electrical | LT Panel | Transformer | NA | Non-Critical | New Faridpuri_LT Transformer_11 | - | - | 0 | - | Active | - | 5 | 1 | -
675 | DJB_Package 02 | Naraina D.Cantt UGR_Zone | NA | Electrical | LT Motors | LT Panel | NA | Non-Critical | Balmiki Mandir_ LT Panel_08 | - | - | 0 | - | Active | - | 3 | - | -
676 | DJB_Package 02 | Patel Road Online BPS_Zone | NA | Electrical | LT Panel | Main Fuse | NA | Non-Critical | 28 Block_Main Fuse_05 | - | - | 0 | - | Active | - | - | - | -
677 | DJB_Package 02 | Naraina D.Cantt UGR_Zone | NA | Electrical | LT Motors | Booster Pump | NA | Non-Critical | Naraina Dispansary_BP_03 | - | - | 0 | - | Active | - | 1 | 1 | -
678 | DJB_Package 02 | Naraina D.Cantt UGR_Zone | L&T | Electrical | LT Panel | Main MCCB | NA | Non-Critical | Naraina_ Khatta_OLB_03 | - | - | 0 | - | Active | - | - | - | -
679 | DJB_Package 02 | New Rajender Nagar R Block_Zone | NA | Mechanical | NRV | NRV | NA | Non-Critical | Yashoda_NRV_09 | - | - | 0 | - | Active | - | - | - | -
680 | DJB_Package 02 | New Rajender Nagar R Block_Zone | Kirloskar Brother Ltd | Mechanical | NRV | NRV | NA | Non-Critical | Todapur_BPS_NRV_19 | - | - | 0 | - | Active | - | - | - | -
681 | DJB_Package 02 | Shastri Nagar UGR_Zone | Kirloskar Brother Ltd | Mechanical | Valve | Valve | NA | Non-Critical | InderloK_ DV_18 | - | - | 0 | - | Active | - | - | - | -
682 | DJB_Package 02 | Shastri Nagar UGR_Zone | NA | Electrical | - | DOL Starter | NA | Non-Critical | Shashtri Nagar_DOL Starter_19 | - | - | 0 | - | Active | - | - | - | -
683 | DJB_Package 02 | Jantapark UGR_Zone | NA | Electrical | LT Panel | APFC Panel | NA | Non-Critical | Jantapark_PF_05 | - | - | 0 | - | Active | - | 1 | - | -
684 | DJB_Package 02 | New Rajender Nagar R Block_Zone | NA | Electrical | LT Motors | Submersible Pump | NA | Non-Critical | Prasad NAgar_BPS_SP_05 | - | - | 0 | - | Active | - | - | - | -
685 | DJB_Package 02 | New Rajender Nagar R Block_Zone | Kirloskar Brother Ltd | Mechanical | Valve | Valve | NA | Non-Critical | Todapur_BPS_DV_16 | - | - | 0 | - | Active | - | - | - | -
686 | DJB_Package 02 | New Rajender Nagar R Block_Zone | NA | Electrical | LT Motors | Booster Pump | NA | Non-Critical | Prasad NAgar_BPS_BP_01 | - | - | 0 | - | Active | - | 1 | 1 | -
687 | DJB_Package 02 | Patel Road Online BPS_Zone | Kirloskar Brother Ltd | Mechanical | Valve | Valve | NA | Non-Critical | Patel Road_Baljeet Nagar_DV_108 | - | - | 0 | - | Active | - | - | - | -
688 | DJB_Package 02 | Naraina D.Cantt UGR_Zone | NA | Mechanical | - | Foot Valve | NA | Non-Critical | Indur 2nd_17 | - | - | 0 | - | Active | - | - | - | -
689 | DJB_Package 02 | Naraina D.Cantt UGR_Zone | Kirloskar | Electrical | LT Motors | Booster Pump | UP 100/38 | Non-Critical | Naraina_ Khatta_BPS_BP_01 | - | - | 0 | - | Active | - | 1 | 1 | -
690 | DJB_Package 02 | Shastri Nagar UGR_Zone | Havells | Electrical | LT Panel | change over Switch | NA | Non-Critical | Sarai Basti_CS_01 | - | - | 0 | - | Active | - | - | - | -
691 | DJB_Package 02 | Patel Road Online BPS_Zone | Kirloskar Brother Ltd | Mechanical | Valve | Valve | NA | Non-Critical | Patel Road_Baljeet Nagar_DV_114 | - | - | 0 | - | Active | - | - | - | -
692 | DJB_Package 02 | Patel Road Online BPS_Zone | KSB | Mechanical | Valve | Valve | NA | Non-Critical | Old Faridpuri_DV_12 | - | - | 0 | - | Active | - | - | - | -
693 | DJB_Package 02 | Thansingh Nagar UGR_Zone | Kirloskar Brother Ltd | Mechanical | Valve | Valve | NA | Non-Critical | Galli No.10_DV_06 | - | - | 0 | - | Active | - | - | - | -
694 | DJB_Package 02 | Shastri Nagar UGR_Zone | Kirloskar Brother Ltd | Mechanical | Valve | Valve | NA | Non-Critical | InderloK_ DV_17 | - | - | 0 | - | Active | - | - | - | -
695 | DJB_Package 02 | Patel Road Online BPS_Zone | Kirloskar Brother Ltd | Mechanical | NRV | NRV | NA | Non-Critical | Patel Road_Baljeet Nagar_NRV_99 | - | - | 0 | - | Active | - | - | - | -
696 | DJB_Package 02 | Naraina D.Cantt UGR_Zone | KSB | Mechanical | Valve | Valve | NA | Non-Critical | Indur 1st_SV_11 | - | - | 0 | - | Active | - | - | - | -
697 | DJB_Package 02 | Patel Road Online BPS_Zone | Kirloskar Brother Ltd | Electrical | LT Motors | Vaccum Release Pump | NA | Non-Critical | Pandav Nagar_ VP_03 | - | - | 0 | - | Active | - | - | - | -
698 | DJB_Package 02 | Patel Road Online BPS_Zone | L&T | Electrical | LT Panel | Air Circuit Breaker | CN-CS2000-C | Non-Critical | Patel Road_ACB_05 | - | - | 0 | - | Active | - | - | - | -
699 | DJB_Package 02 | Patel Road Online BPS_Zone | Havells | Electrical | LT Panel | change over Switch | NA | Non-Critical | Nehru Nagar_Cluster_CS_04 | - | - | 0 | - | Active | - | - | - | -
700 | DJB_Package 02 | Patel Road Online BPS_Zone | NA | Mechanical | Valve | Valve | NA | Non-Critical | Shadipur_IV_03 | - | - | 0 | - | Active | - | - | - | -
701 | DJB_Package 02 | Naraina D.Cantt UGR_Zone | KSB | Mechanical | Valve | Valve | NA | Non-Critical | Trik_DV_12 | - | - | 0 | - | Active | - | - | - | -
702 | DJB_Package 02 | Naraina D.Cantt UGR_Zone | C&S | Electrical | LT Motors | Main MCCB | NA | Non-Critical | Indur 2nd_MCCB_04 | - | - | 0 | - | Active | - | - | - | -
703 | DJB_Package 02 | Naraina D.Cantt UGR_Zone | L&T | Electrical | LT Panel | Main MCCB | DU 100 MCCB | Non-Critical | Trik_MCCB_03 | - | - | 0 | - | Active | - | - | - | -
704 | DJB_Package 02 | Patel Road Online BPS_Zone | Kirloskar Brother Ltd | Mechanical | Valve | Valve | NA | Non-Critical | Nehru Nagar_Cluster_SV_07 | - | - | 0 | - | Active | - | - | - | -
705 | DJB_Package 02 | Patel Road Online BPS_Zone | Kirloskar Brother Ltd | Mechanical | Valve | Valve | NA | Non-Critical | Patel Road_Naranina_SV_65 | - | - | 0 | - | Active | - | - | - | -
706 | DJB_Package 02 | Patel Road Online BPS_Zone | Kirloskar Brother Ltd | Electrical | LT Motors | Vaccum Release Pump | NA | Non-Critical | 28 Block_VP_03 | - | - | 0 | - | Active | - | - | - | -
707 | DJB_Package 02 | Patel Road Online BPS_Zone | Kirloskar Brother Ltd | Mechanical | Valve | Valve | NA | Non-Critical | Pandav Nagar_DDA_SV_10 | - | - | 0 | - | Active | - | - | - | -
708 | DJB_Package 02 | Shastri Nagar UGR_Zone | Kirloskar Brother Ltd | Mechanical | Valve | Valve | NA | Non-Critical | Shehzadabagh_SV_15 | - | - | 0 | - | Active | - | - | - | -
709 | DJB_Package 02 | Patel Road Online BPS_Zone | NA | Electrical | LT Motors | EOT | NA | Non-Critical | Patel Road_Palem_EOT_26 | - | - | 0 | - | Active | - | 3 | - | -
710 | DJB_Package 02 | Naraina D.Cantt UGR_Zone | KSB | Mechanical | Valve | Valve | Discharge Valve | Non-Critical | Balmiki Mandir_ DV_16 | - | - | 0 | - | Active | - | - | - | -
711 | DJB_Package 02 | Naraina D.Cantt UGR_Zone | NA | Electrical | LT Motors | change over Switch | NA | Non-Critical | Balmiki Mandir_ CS_09 | - | - | 0 | - | Active | - | - | - | -
712 | DJB_Package 02 | Patel Road Online BPS_Zone | NA | Instrument | Pressure Guage | Pressure Guage | NA | Non-Critical | Patel Road_Baljeet Nagar_PG_144 | - | - | 0 | - | Active | - | - | - | -
713 | DJB_Package 02 | Patel Road Online BPS_Zone | KBL | Mechanical | NRV | NRV | NA | Non-Critical | Khanna_Market_NRV_14 | - | - | 0 | - | Active | - | - | - | -
714 | DJB_Package 02 | Patel Road Online BPS_Zone | Kirloskar Brother Ltd | Mechanical | Valve | Valve | NA | Non-Critical | Shiv Chowck_DV_12 | - | - | 0 | - | Active | - | - | - | -
715 | DJB_Package 02 | New Rajender Nagar R Block_Zone | Kirloskar Brother Ltd | Mechanical | Valve | Valve | NA | Non-Critical | Old Rajender_BPS_DV_36 | - | - | 0 | - | Active | - | - | - | -
716 | DJB_Package 02 | Patel Road Online BPS_Zone | Advance Engineering Works Pvt Ltd | Electrical | - | ATS | MATS | Non-Critical | Gali No:6_Prem Nagar_ATS_33 | - | - | 0 | - | Active | - | - | - | -
717 | DJB_Package 02 | Patel Road Online BPS_Zone | NA | Electrical | LT Panel | Pump Feeder Panel | NA | Non-Critical | Gali No:2_Bud Mandir_FP_02 | - | - | 0 | - | Active | - | - | - | -
718 | DJB_Package 02 | Naraina D.Cantt UGR_Zone | NA | Electrical | LT Motors | Dewatering Pump | NA | Non-Critical | Balmiki Mandir_ DP_05 | - | - | 0 | - | Active | - | - | - | -
719 | DJB_Package 02 | Patel Road Online BPS_Zone | - | Electrical | LT Motors | Starter Panel | NA | Non-Critical | Patel Road_Baljeet Nagar_Starter Panel_80 | - | - | 0 | - | Active | - | 3 | - | -
720 | DJB_Package 02 | Patel Road Online BPS_Zone | NA | Electrical | LT Panel | LT Panel | NA | Non-Critical | Patel Road_LT Panel_03 | - | - | 0 | - | Active | - | - | - | -
721 | DJB_Package 02 | Patel Road Online BPS_Zone | KBL | Mechanical | Valve | Valve | NA | Non-Critical | Khanna_Market_DV_21 | - | - | 0 | - | Active | - | - | - | -
722 | DJB_Package 02 | Patel Road Online BPS_Zone | Capital | Electrical | LT Panel | Oil Starter | NA | Non-Critical | Gali No:8_Baljeet Nagar_Oil Starter-2_26 | - | - | 0 | - | Active | - | - | - | -
723 | DJB_Package 02 | Naraina D.Cantt UGR_Zone | KSB | Mechanical | Valve | Valve | Discharge Valve | Non-Critical | Balmiki Mandir_ DV_14 | - | - | 0 | - | Active | - | - | - | -
724 | DJB_Package 02 | Patel Road Online BPS_Zone | KSB | Mechanical | Valve | Valve | NA | Non-Critical | C1 Block Ranjeet Nagar_NRV_12 | - | - | 0 | - | Active | - | - | - | -
725 | DJB_Package 02 | Patel Road Online BPS_Zone | NA | Instrument | Level Sensor | Level Sensor | NA | Non-Critical | Khanna_Market_LS_28 | - | - | 0 | - | Active | - | 2 | - | -
726 | DJB_Package 02 | Patel Road Online BPS_Zone | NA | Instrument | Level Sensor | Level Sensor | NA | Non-Critical | 28 Block_LS_21 | - | - | 0 | - | Active | - | 2 | - | -
727 | DJB_Package 02 | Patel Road Online BPS_Zone | NA | Mechanical | Valve | Valve | NA | Non-Critical | Gali No:8_Baljeet Nagar_SV_14 | - | - | 0 | - | Active | - | - | - | -
728 | DJB_Package 02 | Patel Road Online BPS_Zone | Kirloskar Brother Ltd | Mechanical | Valve | Valve | NA | Non-Critical | Nehru Nagar_Cluster_NRV_11 | - | - | 0 | - | Active | - | - | - | -
729 | DJB_Package 02 | Patel Road Online BPS_Zone | NA | Mechanical | Valve | Valve | NA | Non-Critical | Gali No:6_Prem Nagar_DV_23 | - | - | 0 | - | Active | - | - | - | -
730 | DJB_Package 02 | Naraina D.Cantt UGR_Zone | NA | Electrical | LT Motors | Booster Pump | NA | Non-Critical | C&H Block_BP_NA_01 | - | - | 0 | - | Active | - | 1 | 1 | -
731 | DJB_Package 02 | Shastri Nagar UGR_Zone | Kirloskar Brother Ltd | Mechanical | Valve | Valve | NA | Non-Critical | Shehzadabagh_DV_22 | - | - | 0 | - | Active | - | - | - | -
732 | DJB_Package 02 | Naraina D.Cantt UGR_Zone | NA | Mechanical | Valve | Valve | NA | Non-Critical | Shiv Mandir_ DV_10 | - | - | 0 | - | Active | - | - | - | -
733 | DJB_Package 02 | Patel Road Online BPS_Zone | Kirloskar Brother Ltd | Mechanical | NRV | NRV | NA | Non-Critical | Patel Road_Baljeet Nagar_NRV_124 | - | - | 0 | - | Active | - | - | - | -
734 | DJB_Package 02 | Shastri Nagar UGR_Zone | Kirloskar Brother Ltd | Mechanical | Valve | Valve | NA | Non-Critical | Chandrashekar_DV_16 | - | - | 0 | - | Active | - | - | - | -
735 | DJB_Package 02 | New Rajender Nagar R Block_Zone | Kirloskar Brother Ltd | Mechanical | Valve | Valve | NA | Non-Critical | Todapur_BPS_DV_24 | - | - | 0 | - | Active | - | - | - | -
736 | DJB_Package 02 | Shastri Nagar UGR_Zone | MEIL | Electrical | HT Panel | MOCB | GUD | Non-Critical | Shashtri Nagar_MOCB_64 | - | - | 0 | - | Active | - | - | - | -
737 | DJB_Package 02 | Patel Road Online BPS_Zone | NA | Mechanical | Valve | Valve | NA | Non-Critical | Gali No:8_Baljeet Nagar_DV_19 | - | - | 0 | - | Active | - | - | - | -
738 | DJB_Package 02 | Patel Road Online BPS_Zone | Kirloskar Brother Ltd | Electrical | LT Motors | Booster Pump | NA | Non-Critical | Khanna_Market_BP_03 | - | - | 0 | - | Active | - | 1 | 1 | -
739 | DJB_Package 02 | Shastri Nagar UGR_Zone | Kirloskar | Electrical | LT Motors | Booster Pump | NA | Non-Critical | Sarai Basti_BP_11 | - | - | 0 | - | Active | - | 1 | 1 | -
740 | DJB_Package 02 | Thansingh Nagar UGR_Zone | Kirloskar Brother Ltd | Electrical | LT Motors | Booster Pump | RC280S MKL | Non-Critical | Thansingh Nagar_BP_04 | - | - | 0 | - | Active | - | 1 | 1 | -
741 | DJB_Package 02 | Patel Road Online BPS_Zone | Kirloskar Brother Ltd | Mechanical | Valve | Valve | NA | Non-Critical | Shiv Chowck_IV_09 | - | - | 0 | - | Active | - | - | - | -
742 | DJB_Package 02 | Shastri Nagar UGR_Zone | Kirloskar Brother Ltd | Mechanical | NRV | NRV | NA | Non-Critical | Shashtri Nagar_NRV_48 | - | - | 0 | - | Active | - | - | - | -
743 | DJB_Package 02 | Thansingh Nagar UGR_Zone | NA | Electrical | LT Motors | Vaccum Release Pump | NA | Non-Critical | Thansingh Nagar_VP_11 | - | - | 0 | - | Active | - | - | - | -
744 | DJB_Package 02 | Shastri Nagar UGR_Zone | - | Electrical | LT Panel | Air Circuit Breaker | NA | Non-Critical | Shashtri Nagar_ACB_10 | - | - | 0 | - | Active | - | - | - | -
745 | DJB_Package 02 | Shastri Nagar UGR_Zone | NA | Electrical | LT Motors | Booster Pump | NA | Non-Critical | Shehzadabagh_BP_10 | - | - | 0 | - | Active | - | 1 | 1 | -
746 | DJB_Package 02 | Naraina D.Cantt UGR_Zone | KSB | Mechanical | Valve | Valve | NA | Non-Critical | Naraina_ Khatta_BPS_SV_10 | - | - | 0 | - | Active | - | - | - | -
747 | DJB_Package 02 | Patel Road Online BPS_Zone | Kirloskar Brother Ltd | Mechanical | Valve | Valve | NA | Non-Critical | Pandav Nagar_SV_09 | - | - | 0 | - | Active | - | - | - | -
748 | DJB_Package 02 | Shastri Nagar UGR_Zone | Kirloskar Brother Ltd | Mechanical | NRV | NRV | NA | Non-Critical | Swamidayanand_NRV_14 | - | - | 0 | - | Active | - | - | - | -
749 | DJB_Package 02 | Patel Road Online BPS_Zone | KSB | Mechanical | Valve | Valve | NA | Non-Critical | Durgapark_DV_09 | - | - | 0 | - | Active | - | - | - | -
750 | DJB_Package 02 | Shastri Nagar UGR_Zone | Advance Engineering Works Pvt Ltd | Electrical | LT Panel | Oil Immersed Starter | NA | Non-Critical | Sarai Basti_Oil Starter_07 | - | - | 0 | - | Active | - | - | - | -
751 | DJB_Package 02 | Shastri Nagar UGR_Zone | Kirloskar Brother Ltd | Mechanical | Valve | Valve | NA | Non-Critical | Ambabag_SV_13 | - | - | 0 | - | Active | - | - | - | -
752 | DJB_Package 02 | Naraina D.Cantt UGR_Zone | L&T | Electrical | LT Panel | LT Panel | DN2 250N | Non-Critical | Naraina_ Khatta_BPS_LT Panel_07 | - | - | 0 | - | Active | - | 3 | - | -
753 | DJB_Package 02 | New Rajender Nagar R Block_Zone | Kirloskar Brother Ltd | Mechanical | NRV | NRV | NA | Non-Critical | Dusghara_OLB_NRV_09 | - | - | 0 | - | Active | - | - | - | -
754 | DJB_Package 02 | Patel Road Online BPS_Zone | KBL | Mechanical | Valve | Valve | NA | Non-Critical | Khanna_Market_SV_12 | - | - | 0 | - | Active | - | - | - | -
755 | DJB_Package 02 | Shastri Nagar UGR_Zone | Havells | Electrical | LT Panel | change over Switch | NA | Non-Critical | InderloK_ CS_01 | - | - | 0 | - | Active | - | - | - | -
756 | DJB_Package 02 | Shastri Nagar UGR_Zone | Kirloskar Brother Ltd | Mechanical | Valve | Valve | NA | Non-Critical | Shashtri Nagar_DV_53 | - | - | 0 | - | Active | - | - | - | -
757 | DJB_Package 02 | Shastri Nagar UGR_Zone | NA | Instrument | Flow Meter | Flow Meter | NA | Non-Critical | Chandrashekar_FM_25 | - | - | 0 | - | Active | - | 2 | - | -
758 | DJB_Package 02 | Naraina D.Cantt UGR_Zone | NA | Electrical | LT Motors | Booster Pump | NA | Non-Critical | Naraina Dispansary_BP_02 | - | - | 0 | - | Active | - | 1 | 1 | -
759 | DJB_Package 02 | Shastri Nagar UGR_Zone | NA | Electrical | - | DOL Starter | NA | Non-Critical | DDA Flat Gulabibagh_DOL Starter_04 | - | - | 0 | - | Active | - | - | - | -
760 | DJB_Package 02 | New Rajender Nagar R Block_Zone | NA | Mechanical | Valve | Valve | NA | Non-Critical | Rajender R Block_ IV_14 | - | - | 0 | - | Active | - | - | - | -
761 | DJB_Package 02 | Naraina D.Cantt UGR_Zone | NA | Electrical | LT Motors | change over Switch | 200Amp | Non-Critical | C&H Block_COS_06 | - | - | 0 | - | Active | - | - | - | -
762 | DJB_Package 02 | Shastri Nagar UGR_Zone | Kirloskar Brother Ltd | Mechanical | Valve | Valve | NA | Non-Critical | Shehzadabagh_SV_17 | - | - | 0 | - | Active | - | - | - | -
763 | DJB_Package 02 | Shastri Nagar UGR_Zone | Kirloskar Brother Ltd | Mechanical | Valve | Valve | NA | Non-Critical | Shashtri Nagar_SV_34 | - | - | 0 | - | Active | - | - | - | -
764 | DJB_Package 02 | Patel Road Online BPS_Zone | - | Electrical | LT Motors | Starter Panel | NA | Non-Critical | Patel Road_Baljeet Nagar_Starter Panel_81 | - | - | 0 | - | Active | - | 3 | - | -
765 | DJB_Package 02 | Patel Road Online BPS_Zone | KSB | Mechanical | Valve | Valve | NA | Non-Critical | Durgapark_DV_08 | - | - | 0 | - | Active | - | - | - | -
766 | DJB_Package 02 | Patel Road Online BPS_Zone | Kirloskar Brother Ltd | Mechanical | NRV | NRV | NA | Non-Critical | Patel Road_Naranina_NRV_72 | - | - | 0 | - | Active | - | - | - | -
767 | DJB_Package 02 | New Rajender Nagar R Block_Zone | Kirloskar Brother Ltd | Mechanical | Valve | Valve | NA | Non-Critical | Old Rajender_BPS_IV_17 | - | - | 0 | - | Active | - | - | - | -
768 | DJB_Package 02 | Naraina D.Cantt UGR_Zone | KSB | Mechanical | NRV | NRV | NRV | Non-Critical | Balmiki Mandir_NRV_17 | - | - | 0 | - | Active | - | - | - | -
769 | DJB_Package 02 | Thansingh Nagar UGR_Zone | NA | Electrical | LT Panel | Tubewel Starter | NA | Non-Critical | Gali No:7 _Tubewell Starter_04 | - | - | 0 | - | Active | - | - | - | -
770 | DJB_Package 02 | Patel Road Online BPS_Zone | NA | Electrical | LT Panel | Oil Circuit Breaker Starter | NA | Non-Critical | Patel Road_Naranina_Starter_49 | - | - | 0 | - | Active | - | - | - | -
771 | DJB_Package 02 | Jantapark UGR_Zone | Upadhyaya | Mechanical | Valve | Valve | NA | Non-Critical | Jantapark_DV_53 | - | - | 0 | - | Active | - | - | - | -
772 | DJB_Package 02 | Naraina D.Cantt UGR_Zone | KSB | Mechanical | Valve | Valve | NA | Non-Critical | Naraina Dispansary_DV_17 | - | - | 0 | - | Active | - | - | - | -
773 | DJB_Package 02 | Patel Road Online BPS_Zone | KBL | Mechanical | Valve | Valve | NA | Non-Critical | Khanna_Market_IV_10 | - | - | 0 | - | Active | - | - | - | -
774 | DJB_Package 02 | Patel Road Online BPS_Zone | Kirloskar Brother Ltd | Mechanical | Valve | Valve | NA | Non-Critical | Patel Road_Baljeet Nagar_DV_118 | - | - | 0 | - | Active | - | - | - | -
775 | DJB_Package 02 | Naraina D.Cantt UGR_Zone | Bentex | Electrical | LT Motors | change over Switch | NA | Non-Critical | Indur 1st_COS_07 | - | - | 0 | - | Active | - | - | - | -
776 | DJB_Package 02 | New Rajender Nagar R Block_Zone | Kirloskar Brother Ltd | Mechanical | Valve | Valve | NA | Non-Critical | Old Rajender_BPS_BV_18 | - | - | 0 | - | Active | - | - | - | -
777 | DJB_Package 02 | Thansingh Nagar UGR_Zone | NA | Electrical | LT Motors | Booster Pump | NA | Non-Critical | Thansingh Nagar_BP_06 | - | - | 0 | - | Active | - | 1 | 1 | -
778 | DJB_Package 02 | Patel Road Online BPS_Zone | Kirloskar Brother Ltd | Electrical | LT Motors | Dewatering Pump | NA | Non-Critical | Pandav Nagar_ DP_04 | - | - | 0 | - | Active | - | - | - | -
779 | DJB_Package 02 | New Rajender Nagar R Block_Zone | NA | Electrical | LT Motors | Booster Pump | NA | Non-Critical | Todapur_BPS_BP_01 | - | - | 0 | - | Active | - | 1 | 1 | -
780 | DJB_Package 02 | Patel Road Online BPS_Zone | C&S | Electrical | LT Panel | LT Panel Main MCCB | NA | Non-Critical | 35 Block_LT Panel_ Main MCCB_07 | - | - | 0 | - | Active | - | - | - | -
781 | DJB_Package 02 | Naraina D.Cantt UGR_Zone | NA | Electrical | LT Motors | Booster Pump | K 2255 5004 | Non-Critical | Indur 2nd_BP_02 | - | - | 0 | - | Active | - | 1 | 1 | -
782 | DJB_Package 02 | Patel Road Online BPS_Zone | Kirloskar Brother Ltd | Mechanical | Valve | Valve | NA | Non-Critical | Pandav Nagar_SV_10 | - | - | 0 | - | Active | - | - | - | -
783 | DJB_Package 02 | Shastri Nagar UGR_Zone | Advance Engineering Works Pvt Ltd | Electrical | LT Panel | Oil Immersed Starter | NA | Non-Critical | InderloK_ Oil Starter_07 | - | - | 0 | - | Active | - | - | - | -
784 | DJB_Package 02 | Patel Road Online BPS_Zone | Kirloskar Brother Ltd | Mechanical | Valve | Valve | NA | Non-Critical | 35 Block_DV_18 | - | - | 0 | - | Active | - | - | - | -
785 | DJB_Package 02 | Naraina D.Cantt UGR_Zone | NA | Electrical | LT Motors | Booster Pump | K 2255 5004 | Non-Critical | Indur 2nd_BP_01 | - | - | 0 | - | Active | - | 1 | 1 | -
786 | DJB_Package 02 | Patel Road Online BPS_Zone | Kirloskar Brother Ltd | Mechanical | NRV | NRV | NA | Non-Critical | Patel Road_Naranina_NRV_73 | - | - | 0 | - | Active | - | - | - | -
787 | DJB_Package 02 | New Rajender Nagar R Block_Zone | NA | Electrical | LT Motors | Vaccum Release Pump | NA | Non-Critical | Todapur_BPS_VP_05 | - | - | 0 | - | Active | - | - | - | -
788 | DJB_Package 02 | Patel Road Online BPS_Zone | KSB | Mechanical | Valve | Valve | NA | Non-Critical | C1 Block Ranjeet Nagar_SV_08 | - | - | 0 | - | Active | - | - | - | -
789 | DJB_Package 02 | Patel Road Online BPS_Zone | NA | Electrical | LT Panel | change over Switch | NA | Non-Critical | Gali No:8_Baljeet Nagar_CS_07 | - | - | 0 | - | Active | - | - | - | -
790 | DJB_Package 02 | Shastri Nagar UGR_Zone | Kirloskar Brother Ltd | Mechanical | NRV | NRV | NA | Non-Critical | Sarai Basti_NRV_23 | - | - | 0 | - | Active | - | - | - | -
791 | DJB_Package 02 | Thansingh Nagar UGR_Zone | Kirloskar Brother Ltd | Electrical | LT Motors | Booster Pump | UP100/38 | Non-Critical | Gali No:7 _BP_01 | - | - | 0 | - | Active | - | 1 | 1 | -
792 | DJB_Package 02 | Patel Road Online BPS_Zone | Kirloskar Brother Ltd | Mechanical | NRV | NRV | NA | Non-Critical | Patel Road_Palem_NRV_44 | - | - | 0 | - | Active | - | - | - | -
793 | DJB_Package 02 | Shastri Nagar UGR_Zone | NA | Electrical | LT Panel | APFC Panel | NA | Non-Critical | Shehzadabagh_PF_02 | - | - | 0 | - | Active | - | 1 | - | -
794 | DJB_Package 02 | Patel Road Online BPS_Zone | NA | Mechanical | Valve | Valve | NA | Non-Critical | Gali No:8_Baljeet Nagar_SV_09 | - | - | 0 | - | Active | - | - | - | -
795 | DJB_Package 02 | Patel Road Online BPS_Zone | NA | Instrument | Flow Meter | Flow Meter | NA | Non-Critical | O Block_FM_27 | - | - | 0 | - | Active | - | 2 | - | -
796 | DJB_Package 02 | Patel Road Online BPS_Zone | NA | Electrical | LT Motors | Submersible Pump | NA | Non-Critical | O Block_SP_03 | - | - | 0 | - | Active | - | - | - | -
797 | DJB_Package 02 | Naraina D.Cantt UGR_Zone | KSB | Mechanical | Valve | Valve | NA | Non-Critical | Naraina_ Khatta_BPS_DV_12 | - | - | 0 | - | Active | - | - | - | -
798 | DJB_Package 02 | Patel Road Online BPS | Kirloskar | Electrical | HT Panel | MOCB | NA | Non-Critical | New Faridpuri_MOCB_44 | - | - | 0 | - | Active | - | - | - | -
799 | DJB_Package 02 | Thansingh Nagar UGR_Zone | Kirloskar | Electrical | LT Panel | LT Panel | NA | Non-Critical | Thansingh Nagar_Transformer_12 | - | - | 0 | - | Active | - | 3 | - | -
800 | DJB_Package 02 | Patel Road Online BPS_Zone | NA | Electrical | LT Panel | Main Fuse | NA | Non-Critical | Shadipur_Main Fuse_01 | - | - | 0 | - | Active | - | - | - | -
801 | DJB_Package 02 | Patel Road Online BPS_Zone | NA | Instrument | Flow Meter | Flow Meter | NA | Non-Critical | Shadipur_FM_22 | - | - | 0 | - | Active | - | 2 | - | -
802 | DJB_Package 02 | Patel Road Online BPS_Zone | NA | Mechanical | Valve | Valve | NA | Non-Critical | Gali No:8_Baljeet Nagar_DV_21 | - | - | 0 | - | Active | - | - | - | -
803 | DJB_Package 02 | Patel Road Online BPS_Zone | KSB | Electrical | LT Motors | Vaccum Release Pump | NA | Non-Critical | New Faridpuri_VP_07 | - | - | 0 | - | Active | - | - | - | -
804 | DJB_Package 02 | Patel Road Online BPS_Zone | L&T | Electrical | LT Panel | LT Panel | NA | Non-Critical | New Faridpuri_LT Panel_15 | - | - | 0 | - | Active | - | 3 | - | -
805 | DJB_Package 02 | Patel Road Online BPS_Zone | NA | Instrument | Flow Meter | Flow Meter | NA | Non-Critical | New Faridpuri_FM_40 | - | - | 0 | - | Active | - | 2 | - | -
806 | DJB_Package 02 | Thansingh Nagar UGR_Zone | NA | Electrical | - | DOL Starter | NA | Non-Critical | Thansingh Nagar_DOL Starter_28 | - | - | 0 | - | Active | - | - | - | -
807 | DJB_Package 02 | Shastri Nagar UGR_Zone | Kirloskar Brother Ltd | Mechanical | Valve | Valve | NA | Non-Critical | Shehzadabagh_DV_27 | - | - | 0 | - | Active | - | - | - | -
808 | DJB_Package 02 | Patel Road Online BPS_Zone | Kirloskar Brother Ltd | Mechanical | NRV | NRV | NA | Non-Critical | Patel Road_Baljeet Nagar_NRV_100 | - | - | 0 | - | Active | - | - | - | -
809 | DJB_Package 02 | New Rajender Nagar R Block_Zone | KSB | Mechanical | Valve | Valve | NA | Non-Critical | Dusghara_BPS_DV_11 | - | - | 0 | - | Active | - | - | - | -
810 | DJB_Package 02 | New Rajender Nagar R Block_Zone | NA | Mechanical | Valve | Valve | NA | Non-Critical | Yashoda_SV_06 | - | - | 0 | - | Active | - | - | - | -
811 | DJB_Package 02 | Shastri Nagar UGR_Zone | NA | Electrical | LT Motors | Booster Pump | KDS-2030+ | Non-Critical | DDA Flat Gulabibagh_BP_07 | - | - | 0 | - | Active | - | 1 | 1 | -
812 | DJB_Package 02 | Patel Road Online BPS_Zone | Kirloskar Brother Ltd | Mechanical | Valve | Valve | NA | Non-Critical | Patel Road_Naranina_DV_69 | - | - | 0 | - | Active | - | - | - | -
813 | DJB_Package 02 | Patel Road Online BPS_Zone | NA | Instrument | Pressure Guage | Pressure Guage | NA | Non-Critical | Patel Road_Baljeet Nagar_PG_145 | - | - | 0 | - | Active | - | - | - | -
814 | DJB_Package 02 | New Rajender Nagar R Block_Zone | Kirloskar Brother Ltd | Electrical | LT Motors | Booster Pump | NA | Non-Critical | Rajender R Block_ BP_03 | - | - | 0 | - | Active | - | 1 | - | -
815 | DJB_Package 02 | Patel Road Online BPS_Zone | Kirloskar Brother Ltd | Mechanical | Valve | Valve | NA | Non-Critical | Patel Road_Baljeet Nagar_SV_92 | - | - | 0 | - | Active | - | - | - | -
816 | DJB_Package 02 | Patel Road Online BPS_Zone | NA | Electrical | LT Panel | Main Fuse | NA | Non-Critical | Gali No:6_Prem Nagar_Main Fuse_06 | - | - | 0 | - | Active | - | - | - | -
817 | DJB_Package 02 | Patel Road Online BPS_Zone | Kirloskar Brother Ltd | Electrical | LT Motors | Dewatering Pump | NA | Non-Critical | O Block_DP_06 | - | - | 0 | - | Active | - | - | - | -
818 | DJB_Package 02 | New Rajender Nagar R Block_Zone | NA | Mechanical | Valve | Valve | NA | Non-Critical | Dusghara_BPS_SV_08 | - | - | 0 | - | Active | - | - | - | -
819 | DJB_Package 02 | New Rajender Nagar R Block_Zone | Havells | Electrical | LT Panel | Main Fuse | Kit Kat | Non-Critical | Prasad NAgar_BPS_Main Fuse_06 | - | - | 0 | - | Active | - | - | - | -
820 | DJB_Package 02 | Patel Road Online BPS_Zone | Kirloskar Brother Ltd | Electrical | LT Motors | Vaccum Release Pump | NA | Non-Critical | Shiv Chowck_VP_03 | - | - | 0 | - | Active | - | - | - | -
821 | DJB_Package 02 | Patel Road Online BPS_Zone | Kirloskar Brother Ltd | Mechanical | Valve | Valve | NA | Non-Critical | Patel Road_Naranina_DV_71 | - | - | 0 | - | Active | - | - | - | -
822 | DJB_Package 02 | Shastri Nagar UGR_Zone | Kirloskar | Electrical | LT Motors | Vaccum Release Pump | NA | Non-Critical | Swamidayanand_VP_08 | - | - | 0 | - | Active | - | - | - | -
823 | DJB_Package 02 | Thansingh Nagar UGR_Zone | Kirloskar Brother Ltd | Mechanical | Valve | Valve | NA | Non-Critical | Galli No.10_SV_05 | - | - | 0 | - | Active | - | - | - | -
824 | DJB_Package 02 | New Rajender Nagar R Block_Zone | Kirloskar Brother Ltd | Mechanical | Valve | Valve | NA | Non-Critical | Dusghara_OLB_DV_07 | - | - | 0 | - | Active | - | - | - | -
825 | DJB_Package 02 | Naraina D.Cantt UGR_Zone | NA | Electrical | LT Motors | Main MCCB | DN2 250D | Non-Critical | C&H Block_MCCB_05 | - | - | 0 | - | Active | - | - | - | -
826 | DJB_Package 02 | Thansingh Nagar UGR_Zone | Kirloskar Brother Ltd | Mechanical | Valve | Valve | NA | Non-Critical | Thansingh Nagar_SV_34 | - | - | 0 | - | Active | - | - | - | -
827 | DJB_Package 02 | Naraina D.Cantt UGR_Zone | NA | Electrical | LT Panel | LT Panel | 200Amp | Non-Critical | C&H Block_LT_Panel_07 | - | - | 0 | - | Active | - | 3 | - | -
828 | DJB_Package 02 | Naraina D.Cantt UGR_Zone | L&T | Electrical | LT Panel | LT Panel | DN2 250N | Non-Critical | Naraina_ Khatta_OLB_LT Panel_05 | - | - | 0 | - | Active | - | 3 | - | -
829 | DJB_Package 02 | Patel Road Online BPS_Zone | NA | Electrical | - | DOL Starter | NA | Non-Critical | RockGarden_DOL Starter_07 | - | - | 0 | - | Active | - | - | - | -
830 | DJB_Package 02 | Thansingh Nagar UGR_Zone | NA | Electrical | LT Motors | Booster Pump | NA | Non-Critical | Gali No: 10_ BP_01 | - | - | 0 | - | In-Active | NA | 1 | - | -
831 | DJB_Package 02 | Naraina D.Cantt UGR_Zone | NA | Electrical | LT Motors | Vaccum Release Pump | RC112M | Non-Critical | Naraina Dispansary_VP_04 | - | - | 0 | - | Active | - | - | - | -
832 | DJB_Package 02 | Patel Road Online BPS_Zone | NA | Mechanical | NRV | NRV | NA | Non-Critical | Gali No:8_Baljeet Nagar_NRV_15 | - | - | 0 | - | Active | - | - | - | -
833 | DJB_Package 02 | Shastri Nagar UGR_Zone | Kirloskar Brother Ltd | Mechanical | Valve | Valve | NA | Non-Critical | Shashtri Nagar_SV_35 | - | - | 0 | - | Active | - | - | - | -
834 | DJB_Package 02 | Shastri Nagar UGR_Zone | Kirloskar Brother Ltd | Mechanical | NRV | NRV | NA | Non-Critical | Vivekanandpuri_NRV_14 | - | - | 0 | - | Active | - | - | - | -
835 | DJB_Package 02 | Patel Road Online BPS_Zone | Kirloskar Brother Ltd | Mechanical | Valve | Valve | NA | Non-Critical | Pandav Nagar_DDA_SV_12 | - | - | 0 | - | Active | - | - | - | -
836 | DJB_Package 02 | Jantapark UGR_Zone | Upadhyaya | Mechanical | Valve | Valve | NA | Non-Critical | Jantapark_SV_35 | - | - | 0 | - | Active | - | - | - | -
837 | DJB_Package 02 | Naraina D.Cantt UGR_Zone | KSB | Mechanical | Valve | Valve | NA | Non-Critical | I Block_SV_08 | - | - | 0 | - | Active | - | - | - | -
838 | DJB_Package 02 | Patel Road Online BPS_Zone | NA | Mechanical | Valve | Valve | NA | Non-Critical | Gali No:6_Prem Nagar_SV_11 | - | - | 0 | - | Active | - | - | - | -
839 | DJB_Package 02 | Shastri Nagar UGR_Zone | MEIL | Electrical | HT Panel | MOCB | GUD | Non-Critical | Shashtri Nagar_MOCB_63 | - | - | 0 | - | Active | - | - | - | -
840 | DJB_Package 02 | Patel Road Online BPS_Zone | Advance Engineering Works Pvt Ltd | Electrical | LT Panel | Oil-Circuit-Breaker | Type A2 | Non-Critical | Patel Road_Palem_Oil Starter_19 | - | - | 0 | - | Active | - | - | - | -
841 | DJB_Package 02 | Shastri Nagar UGR_Zone | MEIL | Electrical | HT Panel | MOCB | GUD | Non-Critical | Shashtri Nagar_MOCB_66 | - | - | 0 | - | Active | - | - | - | -
842 | DJB_Package 02 | Patel Road Online BPS_Zone | Kirloskar Brother Ltd | Mechanical | Valve | Valve | NA | Non-Critical | Patel Road_Palem_DV_33 | - | - | 0 | - | Active | - | - | - | -
843 | DJB_Package 02 | Naraina D.Cantt UGR_Zone | sample | Sample Category | - | Sample Asset | New Model | Non-Critical | Sample Asset No 1 | - | - | 0 | - | Active | - | 1 | - | -
844 | DJB_Package 02 | Shastri Nagar UGR_Zone | Kirloskar Brother Ltd | Mechanical | Valve | Valve | NA | Non-Critical | Shehzadabagh_IV_14 | - | - | 0 | - | Active | - | - | - | -
845 | DJB_Package 02 | Patel Road Online BPS_Zone | NA | Instrument | Flow Meter | Flow Meter | NA | Non-Critical | Khanna_Market_FM_25 | - | - | 0 | - | Active | - | 2 | - | -
846 | DJB_Package 02 | Shastri Nagar UGR_Zone | NA | Instrument | Level Sensor | Level Sensor | NA | Non-Critical | Ambabag_LS_21 | - | - | 0 | - | Active | - | 2 | - | -
847 | DJB_Package 02 | Naraina D.Cantt UGR_Zone | NA | Mechanical | Valve | Valve | NA | Non-Critical | Brar Squar_ SV_08 | - | - | 0 | - | Active | - | - | - | -
848 | DJB_Package 02 | Patel Road Online BPS_Zone | Kirloskar Brother Ltd | Mechanical | Valve | Valve | NA | Non-Critical | Patel Road_Baljeet Nagar_DV_104 | - | - | 0 | - | Active | - | - | - | -
849 | DJB_Package 02 | Thansingh Nagar UGR_Zone | Kirloskar Brother Ltd | Mechanical | Valve | Valve | NA | Non-Critical | Thansingh Nagar_DV_49 | - | - | 0 | - | Active | - | - | - | -
850 | DJB_Package 02 | New Rajender Nagar R Block_Zone | Kirloskar Brother Ltd | Mechanical | Valve | Valve | NA | Non-Critical | Old Rajender_BPS_DV_26 | - | - | 0 | - | Active | - | - | - | -
851 | DJB_Package 02 | Shastri Nagar UGR_Zone | Kirloskar Brother Ltd | Mechanical | Valve | Valve | NA | Non-Critical | Shashtri Nagar_SV_32 | - | - | 0 | - | Active | - | - | - | -
852 | DJB_Package 02 | Jantapark UGR_Zone | Upadhyaya | Mechanical | Valve | Valve | NA | Non-Critical | Jantapark_DV_57 | - | - | 0 | - | Active | - | - | - | -
853 | DJB_Package 02 | Jantapark UGR_Zone | Upadhyaya | Mechanical | Valve | Valve | NA | Non-Critical | Jantapark_DV_45 | - | - | 0 | - | Active | - | - | - | -
854 | DJB_Package 02 | New Rajender Nagar R Block_Zone | KSB | Electrical | LT Motors | Dewatering Pump | NA | Non-Critical | Dusghara_BPS_DP_04 | - | - | 0 | - | Active | - | - | - | -
855 | DJB_Package 02 | Patel Road Online BPS_Zone | KBL | Mechanical | Valve | Valve | NA | Non-Critical | 28-Block_OV_18 | - | - | 0 | - | Active | - | - | - | -
856 | DJB_Package 02 | Jantapark UGR_Zone | Kirloskar | Electrical | LT Panel | Transformer | NA | Non-Critical | Jantapark_Transformer_03 | - | - | 0 | - | Active | - | 1 | 1 | -
857 | DJB_Package 02 | Patel Road Online BPS_Zone | Kirloskar Brother Ltd | Mechanical | NRV | NRV | NA | Non-Critical | Patel Road_Baljeet Nagar_NRV_133 | - | - | 0 | - | Active | - | - | - | -
858 | DJB_Package 02 | Shastri Nagar UGR_Zone | Kirloskar Brother Ltd | Mechanical | NRV | NRV | NA | Non-Critical | Chandrashekar_NRV_21 | - | - | 0 | - | Active | - | - | - | -
859 | DJB_Package 02 | Naraina D.Cantt UGR_Zone | KSB | Mechanical | Valve | Valve | NA | Non-Critical | Naraina Dispansary_SV_12 | - | - | 0 | - | Active | - | - | - | -
860 | DJB_Package 02 | Jantapark UGR_Zone | Kirloskar | Electrical | LT Panel | Booster Pump | WO260N | Non-Critical | Jantapark_BP_21 | - | - | 0 | - | Active | - | 1 | 1 | -
861 | DJB_Package 02 | Shastri Nagar UGR_Zone | NA | Electrical | LT Panel | Oil Immersed Starter | NA | Non-Critical | DDA Flat Gulabibagh_Oil Starter_05 | - | - | 0 | - | Active | - | - | - | -
862 | DJB_Package 02 | Shastri Nagar UGR_Zone | NA | Electrical | LT Motors | Booster Pump | J7R6, KW - 225 | Non-Critical | Shashtri Nagar_BP_24 | - | - | 0 | - | Active | - | 1 | 1 | -
863 | DJB_Package 02 | New Rajender Nagar R Block_Zone | Kirloskar Brother Ltd | Mechanical | Valve | Valve | NA | Non-Critical | Hanuman_Mandir_DV_11 | - | - | 0 | - | Active | - | - | - | -
864 | DJB_Package 02 | Shastri Nagar UGR_Zone | Kirloskar Brother Ltd | Mechanical | NRV | NRV | NA | Non-Critical | DDA Flat Gulabibagh_NRV_18 | - | - | 0 | - | Active | - | - | - | -
865 | DJB_Package 02 | New Rajender Nagar R Block_Zone | Kirloskar Brother Ltd | Mechanical | NRV | NRV | NA | Non-Critical | Old Rajender_BPS_NRV_29 | - | - | 0 | - | Active | - | - | - | -
866 | DJB_Package 02 | Patel Road Online BPS_Zone | NA | Electrical | LT Motors | Vaccum Release Pump | NA | Non-Critical | C1 Block Ranjeet Nagar_VP_03 | - | - | 0 | - | Active | - | - | - | -
867 | DJB_Package 02 | Patel Road Online BPS_Zone | Kirloskar Brother Ltd | Mechanical | NRV | NRV | NA | Non-Critical | Patel Road_Baljeet Nagar_NRV_125 | - | - | 0 | - | Active | - | - | - | -
868 | DJB_Package 02 | New Rajender Nagar R Block_Zone | L&T | Electrical | LT Panel | Main MCCB | DN3 630S | Non-Critical | Old Rajender_BPS_Main MCCB_10 | - | - | 0 | - | Active | - | - | - | -
869 | DJB_Package 02 | Naraina D.Cantt UGR_Zone | NA | Mechanical | Valve | Valve | NA | Non-Critical | Shiv Mandir_ SV_08 | - | - | 0 | - | Active | - | - | - | -
870 | DJB_Package 02 | Patel Road Online BPS_Zone | Kirloskar Brother Ltd | Mechanical | Valve | Valve | NA | Non-Critical | Patel Road_Baljeet Nagar_DV_103 | - | - | 0 | - | Active | - | - | - | -
871 | DJB_Package 02 | Naraina D.Cantt UGR_Zone | KSB | Mechanical | NRV | NRV | NRV | Non-Critical | Balmiki Mandir_NRV_18 | - | - | 0 | - | Active | - | - | - | -
872 | DJB_Package 02 | Patel Road Online BPS_Zone | - | Electrical | LT Motors | Starter Panel | NA | Non-Critical | Patel Road_Baljeet Nagar_Starter Panel_148 | - | - | 0 | - | Active | - | 3 | - | -
873 | DJB_Package 02 | Shastri Nagar UGR_Zone | NA | Electrical | LT Motors | Booster Pump | NA | Non-Critical | Ambabag_BP_06 | - | - | 0 | - | Active | - | 1 | 1 | -
874 | DJB_Package 02 | Naraina D.Cantt UGR_Zone | NA | Electrical | LT Motors | Vaccum Release Pump | NA | Non-Critical | Sastri Park_ VP_05 | - | - | 0 | - | Active | - | - | - | -
875 | DJB_Package 02 | Shastri Nagar UGR_Zone | Kirloskar | Electrical | LT Panel | Transformer | NA | Non-Critical | Shashtri Nagar_Transfomer_02 | - | - | 0 | - | Active | - | 1 | 1 | -
876 | DJB_Package 02 | New Rajender Nagar R Block_Zone | NA | Electrical | LT Motors | Booster Pump | NA | Non-Critical | Yashoda_BP_01 | - | - | 0 | - | Active | - | 1 | - | -
877 | DJB_Package 02 | Naraina D.Cantt UGR_Zone | L&T | Electrical | LT Panel | LT Panel | NA | Non-Critical | Indur 2nd_LT Panel_06 | - | - | 0 | - | Active | - | 3 | - | -
878 | DJB_Package 02 | Jantapark UGR_Zone | Upadhyaya | Mechanical | NRV | NRV | NA | Non-Critical | Jantapark_NRV_44 | - | - | 0 | - | Active | - | - | - | -
879 | DJB_Package 02 | Patel Road Online BPS_Zone | Kirloskar Brother Ltd | Mechanical | Valve | Valve | NA | Non-Critical | Pandav Nagar_DDA_DV_15 | - | - | 0 | - | Active | - | - | - | -
880 | DJB_Package 02 | Naraina D.Cantt UGR_Zone | NA | Electrical | LT Motors | Booster Pump | NA | Non-Critical | Balmiki Mandir_ BP_03 | - | - | 0 | - | Active | - | 1 | 1 | -
881 | DJB_Package 02 | Shastri Nagar UGR_Zone | Kirloskar Brother Ltd | Mechanical | NRV | NRV | NA | Non-Critical | Ambabag_NRV_19 | - | - | 0 | - | Active | - | - | - | -
882 | DJB_Package 02 | Shastri Nagar UGR_Zone | Kirloskar Brother Ltd | Mechanical | NRV | NRV | NA | Non-Critical | Chandrashekar_NRV_19 | - | - | 0 | - | Active | - | - | - | -
883 | DJB_Package 02 | Jantapark UGR_Zone | Upadhyaya | Mechanical | Valve | Valve | NA | Non-Critical | Jantapark_DV_48 | - | - | 0 | - | Active | - | - | - | -
884 | DJB_Package 02 | Jantapark UGR_Zone | Kirloskar | Electrical | LT Panel | Booster Pump | WO260N | Non-Critical | Jantapark_BP_22 | - | - | 0 | - | Active | - | 1 | 1 | -
885 | DJB_Package 02 | Patel Road Online BPS_Zone | NA | Mechanical | Valve | Valve | NA | Non-Critical | Gali No:6_Prem Nagar_SV_13 | - | - | 0 | - | Active | - | - | - | -
886 | DJB_Package 02 | Shastri Nagar UGR_Zone | - | Electrical | LT Panel | Air Circuit Breaker | NA | Non-Critical | Shashtri Nagar_ACB_06 | - | - | 0 | - | Active | - | - | - | -
887 | DJB_Package 02 | Shastri Nagar UGR_Zone | Kirloskar Brother Ltd | Mechanical | NRV | NRV | NA | Non-Critical | Shashtri Nagar_NRV_46 | - | - | 0 | - | Active | - | - | - | -
888 | DJB_Package 02 | Jantapark UGR_Zone | NA | Electrical | LT Panel | MCCB | NA | Non-Critical | Jantapark_MCCB_16 | - | - | 0 | - | Active | - | - | - | -
889 | DJB_Package 02 | Shastri Nagar UGR_Zone | NA | Electrical | LT Motors | Booster Pump | NA | Non-Critical | Ambabag_BP_07 | - | - | 0 | - | Active | - | 1 | 1 | -
890 | DJB_Package 02 | Shastri Nagar UGR_Zone | Kirloskar Brother Ltd | Mechanical | NRV | NRV | NA | Non-Critical | Ambabag_NRV_18 | - | - | 0 | - | Active | - | - | - | -
891 | DJB_Package 02 | Shastri Nagar UGR_Zone | Kirloskar Brother Ltd | Mechanical | Valve | Valve | NA | Non-Critical | Shashtri Nagar_DV_38 | - | - | 0 | - | Active | - | - | - | -
892 | DJB_Package 02 | New Rajender Nagar R Block_Zone | Kirloskar Brother Ltd | Electrical | LT Motors | Booster Pump | SCP 100 360 HA | Non-Critical | Rajender R Block_ BP_02 | - | - | 0 | - | In-Active | NA | - | - | -
893 | DJB_Package 02 | Shastri Nagar UGR_Zone | Kirloskar Brother Ltd | Mechanical | NRV | NRV | NA | Non-Critical | Shehzadabagh_NRV_25 | - | - | 0 | - | Active | - | - | - | -
894 | DJB_Package 02 | Thansingh Nagar UGR_Zone | NA | Electrical | LT Motors | Vaccum Release Pump | NA | Non-Critical | Thansingh Nagar_VP_10 | - | - | 0 | - | Active | - | - | - | -
895 | DJB_Package 02 | New Rajender Nagar R Block_Zone | NA | Mechanical | NRV | NRV | NA | Non-Critical | Yashoda_NRV_10 | - | - | 0 | - | Active | - | - | - | -
896 | DJB_Package 02 | New Rajender Nagar R Block_Zone | Kirloskar Brother Ltd | Mechanical | Valve | Valve | NA | Non-Critical | Dusghara_OLB_SV_05 | - | - | 0 | - | Active | - | - | - | -
897 | DJB_Package 02 | New Rajender Nagar R Block_Zone | NA | Electrical | LT Panel | LT Panel | UCX615 | Non-Critical | Rajender R Block_ LT Panel_13 | - | - | 0 | - | In-Active | not in command area | 3 | - | -
898 | DJB_Package 02 | Thansingh Nagar UGR_Zone | NA | Electrical | LT Panel | Oil Circuit Breaker | NA | Non-Critical | Thansingh Nagar_Oil Circuit Breaker_16 | - | - | 0 | - | Active | - | - | - | -
899 | DJB_Package 02 | Shastri Nagar UGR_Zone | - | Electrical | LT Motors | Vaccum Release Pump | NA | Non-Critical | Shashtri Nagar_VP_60 | - | - | 0 | - | Active | - | - | - | -
900 | DJB_Package 02 | Naraina D.Cantt UGR_Zone | KSB | Mechanical | Valve | Valve | NA | Non-Critical | Trik_DV_11 | - | - | 0 | - | Active | - | - | - | -
901 | DJB_Package 02 | Patel Road Online BPS_Zone | NA | Electrical | LT Panel | Main Fuse | NA | Non-Critical | C1 Block Ranjeet Nagar_Main Fuse_04 | - | - | 0 | - | Active | - | - | - | -
902 | DJB_Package 02 | Shastri Nagar UGR_Zone | Havells | Electrical | LT Panel | Starter Panel | NA | Non-Critical | Vivekanandpuri_Starter_03 | - | - | 0 | - | Active | - | 3 | - | -
903 | DJB_Package 02 | Shastri Nagar UGR_Zone | Kirloskar Brother Ltd | Mechanical | NRV | NRV | NA | Non-Critical | InderloK_ NRV_20 | - | - | 0 | - | Active | - | - | - | -
904 | DJB_Package 02 | Shastri Nagar UGR_Zone | Kirloskar Brother Ltd | Mechanical | Valve | Valve | NA | Non-Critical | Shashtri Nagar_DV_42 | - | - | 0 | - | Active | - | - | - | -
905 | DJB_Package 02 | Naraina D.Cantt UGR_Zone | NA | Mechanical | NRV | NRV | NA | Non-Critical | Brar Squar_NRV_12 | - | - | 0 | - | Active | - | - | - | -
906 | DJB_Package 02 | Patel Road Online BPS_Zone | Kirloskar Brother Ltd | Mechanical | Valve | Valve | NA | Non-Critical | Pandav Nagar_DV_16 | - | - | 0 | - | Active | - | - | - | -
907 | DJB_Package 02 | Shastri Nagar UGR_Zone | Kirloskar Brother Ltd | Mechanical | Valve | Valve | NA | Non-Critical | Vivekanandpuri_SV_09 | - | - | 0 | - | Active | - | - | - | -
908 | DJB_Package 02 | Naraina D.Cantt UGR_Zone | Kirloskar | Electrical | LT Motors | Booster Pump | UP 150/38 | Non-Critical | Naraina_ Khatta_OLB_BP_02 | - | - | 0 | - | Active | - | 1 | 1 | -
909 | DJB_Package 02 | Shastri Nagar UGR_Zone | Kirloskar | Electrical | LT Motors | Booster Pump | NA | Non-Critical | Sarai Basti_BP_12 | - | - | 0 | - | Active | - | 1 | 1 | -
910 | DJB_Package 02 | Thansingh Nagar UGR_Zone | Upadhyaya | Mechanical | Valve | Valve | NA | Non-Critical | Thansingh Nagar_DV_51 | - | - | 0 | - | Active | - | - | - | -
911 | DJB_Package 02 | Shastri Nagar UGR_Zone | Kirloskar Brother Ltd | Mechanical | NRV | NRV | NA | Non-Critical | Sarai Basti_NRV_15 | - | - | 0 | - | Active | - | - | - | -
912 | DJB_Package 02 | New Rajender Nagar R Block_Zone | Kirloskar Brother Ltd | Mechanical | Valve | Valve | NA | Non-Critical | Old Rajender_BPS_NRV_15 | - | - | 0 | - | Active | - | - | - | -
913 | DJB_Package 02 | Jantapark UGR_Zone | Upadhyaya | Mechanical | Valve | Valve | NA | Non-Critical | Jantapark_SV_33 | - | - | 0 | - | Active | - | - | - | -
914 | DJB_Package 02 | Patel Road Online BPS_Zone | Kirloskar Brother Ltd | Electrical | LT Motors | Booster Pump | NA | Non-Critical | O Block_BP_02 | - | - | 0 | - | Active | - | 1 | 1 | -
915 | DJB_Package 02 | New Rajender Nagar R Block_Zone | Kirloskar Brother Ltd | Mechanical | Valve | Valve | NA | Non-Critical | Todapur_BPS_DV_21 | - | - | 0 | - | Active | - | - | - | -
916 | DJB_Package 02 | Thansingh Nagar UGR_Zone | NA | Electrical | LT Motors | Booster Pump | NA | Non-Critical | Thansingh Nagar_BP_05 | - | - | 0 | - | Active | - | 1 | 1 | -
917 | DJB_Package 02 | Thansingh Nagar UGR_Zone | NA | Electrical | LT Panel | change over Switch | NA | Non-Critical | Thansingh Nagar_CS_14 | - | - | 0 | - | Active | - | - | - | -
918 | DJB_Package 02 | Thansingh Nagar UGR_Zone | NA | Electrical | LT Panel | Starter Panel | NA | Non-Critical | Galli No.10_SP_02 | - | - | 0 | - | Active | - | 3 | - | -
919 | DJB_Package 02 | Shastri Nagar UGR_Zone | Kirloskar Brother Ltd | Mechanical | NRV | NRV | NA | Non-Critical | Vivekanandpuri_NRV_13 | - | - | 0 | - | Active | - | - | - | -
920 | DJB_Package 02 | Patel Road Online BPS_Zone | - | Electrical | LT Motors | Starter Panel | NA | Non-Critical | Patel Road_Baljeet Nagar_Starter Panel_82 | - | - | 0 | - | Active | - | 3 | - | -
921 | DJB_Package 02 | Patel Road Online BPS_Zone | NA | Electrical | LT Panel | APFC Panel | NA | Non-Critical | Patel Road_APFC_15 | - | - | 0 | - | Active | - | 1 | - | -
922 | DJB_Package 02 | Shastri Nagar UGR_Zone | NA | Electrical | LT Motors | Submersible Pump | NA | Non-Critical | DDA Flat Gulabibagh_Oil Starter_10 | - | - | 0 | - | Active | - | - | - | -
923 | DJB_Package 02 | Patel Road Online BPS_Zone | Kirloskar Brother Ltd | Mechanical | Valve | Valve | NA | Non-Critical | Patel Road_Naranina_SV_63 | - | - | 0 | - | Active | - | - | - | -
924 | DJB_Package 02 | Shastri Nagar UGR_Zone | Kirloskar Brother Ltd | Mechanical | NRV | NRV | NA | Non-Critical | Shashtri Nagar_NRV_49 | - | - | 0 | - | Active | - | - | - | -
925 | DJB_Package 02 | Patel Road Online BPS_Zone | Kirloskar Brother Ltd | Electrical | LT Motors | Dewatering Pump | NA | Non-Critical | Gali No:6_Prem Nagar_DP_04 | - | - | 0 | - | Active | - | - | - | -
926 | DJB_Package 02 | Patel Road Online BPS_Zone | NA | Mechanical | Valve | Valve | NA | Non-Critical | RockGarden_DV_04 | - | - | 0 | - | Active | - | - | - | -
927 | DJB_Package 02 | New Rajender Nagar R Block_Zone | NA | Electrical | LT Panel | change over Switch | NA | Non-Critical | Dusghara_BPS_CS_07 | - | - | 0 | - | Active | - | - | - | -
928 | DJB_Package 02 | Patel Road Online BPS_Zone | Kirloskar Brother Ltd | Mechanical | Valve | Valve | NA | Non-Critical | Patel Road_Baljeet Nagar_DV_119 | - | - | 0 | - | Active | - | - | - | -
929 | DJB_Package 02 | Shastri Nagar UGR_Zone | Kirloskar Brother Ltd | Mechanical | NRV | NRV | NA | Non-Critical | Shehzadabagh_NRV_20 | - | - | 0 | - | Active | - | - | - | -
930 | DJB_Package 02 | Patel Road Online BPS_Zone | Kirloskar Brother Ltd | Mechanical | Valve | Valve | NA | Non-Critical | Patel Road_Palem_DV_34 | - | - | 0 | - | Active | - | - | - | -
931 | DJB_Package 02 | New Rajender Nagar R Block_Zone | Kirloskar Brother Ltd | Mechanical | Valve | Valve | NA | Non-Critical | Todapur_BPS_DV_22 | - | - | 0 | - | Active | - | - | - | -
932 | DJB_Package 02 | Naraina D.Cantt UGR_Zone | NA | Instrument | Level Sensor | Level Sensor | NA | Non-Critical | Balmiki Mandir_LS_20 | - | - | 0 | - | Active | - | 2 | - | -
933 | DJB_Package 02 | Patel Road Online BPS_Zone | Kirloskar Brother Ltd | Mechanical | NRV | NRV | NA | Non-Critical | Patel Road_Baljeet Nagar_NRV_129 | - | - | 0 | - | Active | - | - | - | -
934 | DJB_Package 02 | Shastri Nagar UGR_Zone | Kirloskar | Electrical | LT Panel | Transformer | NA | Non-Critical | Shashtri Nagar_Transfomer_03 | - | - | 0 | - | Active | - | 1 | 1 | -
935 | DJB_Package 02 | Thansingh Nagar UGR_Zone | Kirloskar Brother Ltd | Mechanical | Valve | Valve | NA | Non-Critical | Thansingh Nagar_SV_30 | - | - | 0 | - | Active | - | - | - | -
936 | DJB_Package 02 | New Rajender Nagar R Block_Zone | Sigma | Electrical | LT Motors | APFC Panel | UCX615 | Non-Critical | Rajender R Block_ PF_11 | - | - | 0 | - | In-Active | not in command area | 1 | - | -
937 | DJB_Package 02 | Patel Road Online BPS_Zone | KSB | Mechanical | Valve | Valve | NA | Non-Critical | New Faridpuri_DV_37 | - | - | 0 | - | Active | - | - | - | -
938 | DJB_Package 02 | Shastri Nagar UGR_Zone | - | Electrical | LT Panel | Air Circuit Breaker | NA | Non-Critical | Shashtri Nagar_ACB_07 | - | - | 0 | - | Active | - | - | - | -
939 | DJB_Package 02 | Thansingh Nagar UGR_Zone | Kirloskar Brother Ltd | Mechanical | Valve | Valve | NA | Non-Critical | Gali No: 10_DV_05 | - | - | 0 | - | Active | - | - | - | -
940 | DJB_Package 02 | Patel Road Online BPS_Zone | Kirloskar Brother Ltd | Mechanical | Valve | Valve | NA | Non-Critical | Patel Road_Baljeet Nagar_DV_95 | - | - | 0 | - | Active | - | - | - | -
941 | DJB_Package 02 | Jantapark UGR_Zone | Kirloskar | Electrical | HT Panel | MOCB | NA | Non-Critical | Jantapark_MOCB_66 | - | - | 0 | - | Active | - | - | - | -
942 | DJB_Package 02 | New Rajender Nagar R Block_Zone | Kirloskar Brother Ltd | Electrical | LT Motors | Booster Pump | NA | Non-Critical | Rajender R Block_ BP_04 | - | - | 0 | - | Active | - | 1 | - | -
943 | DJB_Package 02 | Patel Road Online BPS_Zone | KSB | Mechanical | Valve | Valve | NA | Non-Critical | New Faridpuri_IV_19 | - | - | 0 | - | Active | - | - | - | -
944 | DJB_Package 02 | Thansingh Nagar UGR_Zone | NA | Electrical | LT Panel | Oil Circuit Breaker | NA | Non-Critical | Thansingh Nagar_Oil Circuit Breaker_15 | - | - | 0 | - | Active | - | - | - | -
945 | DJB_Package 02 | Patel Road Online BPS_Zone | NA | Mechanical | NRV | NRV | NA | Non-Critical | Gali No:6_Prem Nagar_NRV_15 | - | - | 0 | - | Active | - | - | - | -
946 | DJB_Package 02 | Naraina D.Cantt UGR_Zone | NA | Electrical | LT Motors | Vaccum Release Pump | NA | Non-Critical | Balmiki Mandir_ VP_05 | - | - | 0 | - | Active | - | - | - | -
947 | DJB_Package 02 | New Rajender Nagar R Block_Zone | NA | Electrical | LT Motors | Booster Pump | NA | Non-Critical | Prasad NAgar_BPS_BP_03 | - | - | 0 | - | Active | - | 1 | 1 | -
948 | DJB_Package 02 | Patel Road Online BPS_Zone | L&T | Electrical | LT Panel | Main MCCB | NA | Non-Critical | C Block Ranjeet Nagar_Main MCCB_07 | - | - | 0 | - | Active | - | - | - | -
949 | DJB_Package 02 | Patel Road Online BPS_Zone | KBL | Mechanical | NRV | NRV | NA | Non-Critical | Khanna_Market_NRV_15 | - | - | 0 | - | Active | - | - | - | -
950 | DJB_Package 02 | Patel Road Online BPS_Zone | KSB | Electrical | LT Motors | Booster Pump | NA | Non-Critical | C Block Ranjeet Nagar_BP_01 | - | - | 0 | - | Active | - | 1 | 1 | -
951 | DJB_Package 02 | Shastri Nagar UGR_Zone | Kirloskar Brother Ltd | Mechanical | Valve | Valve | NA | Non-Critical | Vivekanandpuri_DV_12 | - | - | 0 | - | Active | - | - | - | -
952 | DJB_Package 02 | Shastri Nagar UGR_Zone | L&T | Electrical | LT Panel | Air Circuit Breaker | 800 AMP | Non-Critical | Shashtri Nagar_ACB_69 | - | - | 0 | - | Active | - | - | - | -
953 | DJB_Package 02 | Naraina D.Cantt UGR_Zone | NA | Electrical | LT Motors | Booster Pump | NA | Non-Critical | Chintu_ BP_02 | - | - | 0 | - | Active | - | 1 | 1 | -
954 | DJB_Package 02 | Jantapark UGR_Zone | Upadhyaya | Mechanical | Valve | Valve | NA | Non-Critical | Jantapark_IV_30 | - | - | 0 | - | Active | - | - | - | -
955 | DJB_Package 02 | Patel Road Online BPS_Zone | Kirloskar Brother Ltd | Mechanical | Valve | Valve | NA | Non-Critical | Patel Road_Baljeet Nagar_DV_109 | - | - | 0 | - | Active | - | - | - | -
956 | DJB_Package 02 | Shastri Nagar UGR_Zone | Havells | Electrical | LT Panel | change over Switch | NA | Non-Critical | DDA Flat Gulabibagh_CS_02 | - | - | 0 | - | Active | - | - | - | -
957 | DJB_Package 02 | Naraina D.Cantt UGR_Zone | KSB | Mechanical | Valve | Valve | NA | Non-Critical | I Block_DV_15 | - | - | 0 | - | Active | - | - | - | -
958 | DJB_Package 02 | Jantapark UGR_Zone | Kirloskar | Electrical | HT Panel | MOCB | NA | Non-Critical | Jantapark_MOCB_64 | - | - | 0 | - | Active | - | - | - | -
959 | DJB_Package 02 | Patel Road Online BPS_Zone | Kirloskar Brother Ltd | Electrical | LT Motors | Booster Pump | NA | Non-Critical | O Block_BP_01 | - | - | 0 | - | Active | - | 1 | 1 | -
960 | DJB_Package 02 | Patel Road Online BPS_Zone | Kirloskar Brother Ltd | Mechanical | Valve | Valve | NA | Non-Critical | Nehru Nagar_Cluster_IV_08 | - | - | 0 | - | Active | - | - | - | -
961 | DJB_Package 02 | Shastri Nagar UGR_Zone | Kirloskar Brother Ltd | Electrical | Tubewell Pump | Tubewell Pump | NA | Non-Critical | Swamidayanand_Tubewell_16 | - | - | 0 | - | Active | - | - | - | -
962 | DJB_Package 02 | Naraina D.Cantt UGR_Zone | NA | Electrical | LT Panel | Light Distribution BOX | NA | Non-Critical | Balmiki Mandir_ LDB_10 | - | - | 0 | - | Active | - | - | - | -
963 | DJB_Package 02 | Patel Road Online BPS_Zone | NA | Mechanical | Valve | Valve | NA | Non-Critical | Shadipur_FV_19 | - | - | 0 | - | Active | - | - | - | -
964 | DJB_Package 02 | Patel Road Online BPS_Zone | Kirloskar | Electrical | LT Motors | Booster Pump | NA | Non-Critical | Patel Road_Baljeet Nagar_BP_85 | - | - | 0 | - | Active | - | 1 | 1 | -
965 | DJB_Package 02 | New Rajender Nagar R Block_Zone | Kirloskar Brother Ltd | Mechanical | Valve | Valve | NA | Non-Critical | Old Rajender_BPS_BV_19 | - | - | 0 | - | Active | - | - | - | -
966 | DJB_Package 02 | Shastri Nagar UGR_Zone | Kirloskar Brother Ltd | Mechanical | Valve | Valve | NA | Non-Critical | Shashtri Nagar_SV_36 | - | - | 0 | - | Active | - | - | - | -
967 | DJB_Package 02 | Naraina D.Cantt UGR_Zone | NA | Electrical | LT Motors | Booster Pump | NA | Non-Critical | Balmiki Mandir_ BP_01 | - | - | 0 | - | Active | - | 1 | 1 | -
968 | DJB_Package 02 | Patel Road Online BPS_Zone | KSB | Electrical | LT Motors | Booster Pump | NA | Non-Critical | New Faridpuri_BP_05 | - | - | 0 | - | Active | - | 1 | 1 | -
969 | DJB_Package 02 | Naraina D.Cantt UGR_Zone | NA | Electrical | LT Motors | LT Panel Main MCCB | DN2 250N | Non-Critical | Sastri Park_ LT Main MCB_07 | - | - | 0 | - | Active | - | - | - | -
970 | DJB_Package 02 | Shastri Nagar UGR_Zone | - | Electrical | LT Panel | Air Circuit Breaker | NA | Non-Critical | Shashtri Nagar_ACB_12 | - | - | 0 | - | Active | - | - | - | -
971 | DJB_Package 02 | Patel Road Online BPS_Zone | Kirloskar Brother Ltd | Mechanical | Valve | Valve | NA | Non-Critical | Nehru Nagar_Cluster_DV_09 | - | - | 0 | - | Active | - | - | - | -
972 | DJB_Package 02 | Patel Road Online BPS_Zone | NA | Mechanical | Valve | Valve | NA | Non-Critical | Gali No:8_Baljeet Nagar_SV_12 | - | - | 0 | - | Active | - | - | - | -
973 | DJB_Package 02 | Patel Road Online BPS_Zone | Kirloskar Brother Ltd | Mechanical | Valve | Valve | NA | Non-Critical | Patel Road_Palem_SV_31 | - | - | 0 | - | Active | - | - | - | -
974 | DJB_Package 02 | Patel Road Online BPS_Zone | - | Electrical | LT Panel | Air Circuit Breaker | NA | Non-Critical | Patel Road_ACB_07 | - | - | 0 | - | Active | - | - | - | -
975 | DJB_Package 02 | Patel Road Online BPS_Zone | KSB | Mechanical | Valve | Valve | NA | Non-Critical | New Faridpuri_DV_31 | - | - | 0 | - | Active | - | - | - | -
976 | DJB_Package 02 | Patel Road Online BPS_Zone | KSB | Electrical | LT Motors | Dewatering Pump | NA | Non-Critical | New Faridpuri_DP_09 | - | - | 0 | - | Active | - | - | - | -
977 | DJB_Package 02 | Thansingh Nagar UGR_Zone | NA | Electrical | LT Panel | Starter Panel | NA | Non-Critical | Gali No: 11_ Starter Panel_06 | - | - | 0 | - | Active | - | 3 | - | -
978 | DJB_Package 02 | Thansingh Nagar UGR_Zone | Kirloskar Brother Ltd | Mechanical | Valve | Valve | NA | Non-Critical | Thansingh Nagar_SV_31 | - | - | 0 | - | Active | - | - | - | -
979 | DJB_Package 02 | Naraina D.Cantt UGR_Zone | NA | Electrical | LT Motors | change over Switch | NA | Non-Critical | Balmiki Mandir_ CS_07 | - | - | 0 | - | Active | - | - | - | -
980 | DJB_Package 02 | Jantapark UGR_Zone | Upadhyaya | Mechanical | Valve | Valve | NA | Non-Critical | Jantapark_SV_34 | - | - | 0 | - | Active | - | - | - | -
981 | DJB_Package 02 | Patel Road Online BPS_Zone | NA | Mechanical | Valve | Valve | NA | Non-Critical | Shadipur_OV_16 | - | - | 0 | - | Active | - | - | - | -
982 | DJB_Package 02 | Thansingh Nagar UGR_Zone | - | Electrical | HT Panel | MOCB | NA | Non-Critical | Thansingh Nagar_MOCB_60 | - | - | 0 | - | Active | - | - | - | -
983 | DJB_Package 02 | Patel Road Online BPS_Zone | Kirloskar Brother Ltd | Mechanical | NRV | NRV | NA | Non-Critical | Patel Road_Baljeet Nagar_NRV_128 | - | - | 0 | - | Active | - | - | - | -
984 | DJB_Package 02 | Patel Road Online BPS_Zone | L&T | Electrical | LT Panel | Main MCCB | DN2 250D | Non-Critical | 28 Block_Main MCCB_06 | - | - | 0 | - | Active | - | - | - | -
985 | DJB_Package 02 | Patel Road Online BPS_Zone | KSB | Mechanical | Valve | Valve | NA | Non-Critical | New Faridpuri_DV_32 | - | - | 0 | - | Active | - | - | - | -
986 | DJB_Package 02 | Patel Road Online BPS_Zone | Advance | Electrical | Oil Starter | Oil Starter | NA | Non-Critical | 35-Block_Oil Starter-2_23 | - | - | 0 | - | Active | - | - | - | -
987 | DJB_Package 02 | Patel Road Online BPS_Zone | KSB | Mechanical | Valve | Valve | NA | Non-Critical | C Block Ranjeet Nagar_SV_10 | - | - | 0 | - | Active | - | - | - | -
988 | DJB_Package 02 | Patel Road Online BPS_Zone | Kirloskar Brother Ltd | Mechanical | Valve | Valve | NA | Non-Critical | Shiv Chowck_NRV_15 | - | - | 0 | - | Active | - | - | - | -
989 | DJB_Package 02 | Patel Road Online BPS_Zone | NA | Mechanical | Valve | Valve | NA | Non-Critical | Shadipur_IV_08 | - | - | 0 | - | Active | - | - | - | -
990 | DJB_Package 02 | Thansingh Nagar UGR_Zone | Kirloskar Brother Ltd | Mechanical | NRV | NRV | NA | Non-Critical | Sarai Rohilla_NRV_09 | - | - | 0 | - | Active | - | - | - | -
991 | DJB_Package 02 | Patel Road Online BPS_Zone | NA | Electrical | LT Motors | Booster Pump | NA | Non-Critical | Pandav Nagar_DDA_BP_02 | - | - | 0 | - | Active | - | 1 | 1 | -
992 | DJB_Package 02 | Shastri Nagar UGR_Zone | Kirloskar Brother Ltd | Mechanical | Valve | Valve | NA | Non-Critical | Dayabasti_DV_06 | - | - | 0 | - | Active | - | - | - | -
993 | DJB_Package 02 | Patel Road Online BPS_Zone | NA | Instrument | Flow Meter | Flow Meter | NA | Non-Critical | 35 Block_FM_19 | - | - | 0 | - | Active | - | 2 | - | -
994 | DJB_Package 02 | Patel Road Online BPS_Zone | KSB | Mechanical | Valve | Valve | NA | Non-Critical | Durgapark_SV_06 | - | - | 0 | - | Active | - | - | - | -
995 | DJB_Package 02 | New Rajender Nagar R Block_Zone | NA | Mechanical | Valve | Valve | NA | Non-Critical | Yashoda_SV_05 | - | - | 0 | - | Active | - | - | - | -
996 | DJB_Package 02 | Patel Road Online BPS_Zone | Kirloskar Brother Ltd | Mechanical | NRV | NRV | NA | Non-Critical | Patel Road_Palem_NRV_43 | - | - | 0 | - | Active | - | - | - | -
997 | DJB_Package 02 | Shastri Nagar UGR_Zone | Kirloskar Brother Ltd | Mechanical | Valve | Valve | NA | Non-Critical | Vivekanandpuri_DV_15 | - | - | 0 | - | Active | - | - | - | -
998 | DJB_Package 02 | Naraina D.Cantt UGR_Zone | NA | Mechanical | NRV | NRV | NA | Non-Critical | Brar Squar_ NRV_13 | - | - | 0 | - | Active | - | - | - | -
999 | DJB_Package 02 | Thansingh Nagar UGR_Zone | Havells | Electrical | LT Panel | Main Fuse | NA | Non-Critical | Sarai Rohilla_Main Fuse_03 | - | - | 0 | - | Active | - | - | - | -
1000 | DJB_Package 02 | Naraina D.Cantt UGR_Zone | KSB | Mechanical | Valve | Valve | NA | Non-Critical | Naraina_ Khatta_BPS_DV_13 | - | - | 0 | - | Active | - | - | - | -
1001 | DJB_Package 02 | Patel Road Online BPS_Zone | NA | Electrical | LT Panel | LT Panel | Type A2 | Non-Critical | Patel Road_Naranina_Starter_52 | - | - | 0 | - | Active | - | 3 | - | -
1002 | DJB_Package 02 | Jantapark UGR_Zone | Upadhyaya | Mechanical | Valve | Valve | NA | Non-Critical | Jantapark_DV_54 | - | - | 0 | - | Active | - | - | - | -
1003 | DJB_Package 02 | New Rajender Nagar R Block_Zone | NA | Electrical | LT Panel | change over Switch | NA | Non-Critical | Old Rajender_BPS_CS_11 | - | - | 0 | - | Active | - | - | - | -
1004 | DJB_Package 02 | Patel Road Online BPS_Zone | Kirloskar Brother Ltd | Electrical | LT Motors | Booster Pump | UP 100/38 | Non-Critical | Shiv Chowck_BP_02 | - | - | 0 | - | Active | - | 1 | 1 | -
1005 | DJB_Package 02 | Naraina D.Cantt UGR_Zone | NA | Electrical | LT Motors | Submersible Pump | NA | Non-Critical | Balmiki Mandir_ SUBP_04 | - | - | 0 | - | Active | - | - | - | -
1006 | DJB_Package 02 | Shastri Nagar UGR_Zone | NA | Electrical | LT Panel | Starter Panel | NA | Non-Critical | Swamidayanand_Starter_03 | - | - | 0 | - | Active | - | 3 | - | -
1007 | DJB_Package 02 | Patel Road Online BPS_Zone | Kirloskar Brother Ltd | Mechanical | NRV | NRV | NA | Non-Critical | Pandav Nagar_DDA_NRV_14 | - | - | 0 | - | Active | - | - | - | -
1008 | DJB_Package 02 | Patel Road Online BPS_Zone | NA | Instrument | Flow Meter | Flow Meter | NA | Non-Critical | Gali No:6_Prem Nagar_FM_28 | - | - | 0 | - | Active | - | 2 | - | -
1009 | DJB_Package 02 | New Rajender Nagar R Block_Zone | Kirloskar Brother Ltd | Mechanical | NRV | NRV | NA | Non-Critical | Old Rajender_BPS_NRV_30 | - | - | 0 | - | Active | - | - | - | -
1010 | DJB_Package 02 | Naraina D.Cantt UGR_Zone | NA | Electrical | LT Motors | Booster Pump | NA | Non-Critical | I Block_BP_03 | - | - | 0 | - | Active | - | 1 | - | -
1011 | DJB_Package 02 | Patel Road Online BPS_Zone | Advance Engineering Works Pvt Ltd | Electrical | LT Panel | Oil-Circuit-Breaker | Type A2 | Non-Critical | Patel Road_Palem_Oil Starter_20 | - | - | 0 | - | Active | - | - | - | -
1012 | DJB_Package 02 | Patel Road Online BPS_Zone | NA | Mechanical | Valve | Valve | NA | Non-Critical | RockGarden_DV_05 | - | - | 0 | - | Active | - | - | - | -
1013 | DJB_Package 02 | Patel Road Online BPS_Zone | Kirloskar Brother Ltd | Mechanical | Valve | Valve | NA | Non-Critical | Patel Road_Baljeet Nagar_DV_106 | - | - | 0 | - | Active | - | - | - | -
1014 | DJB_Package 02 | Patel Road Online BPS_Zone | Kirloskar Brother Ltd | Electrical | LT Motors | Booster Pump | HP 150/388 | Non-Critical | 28 Block_BP_02 | - | - | 0 | - | Active | - | 1 | 1 | -
1015 | DJB_Package 02 | Jantapark UGR_Zone | Enterprises Engineers | Electrical | LT Panel | LRRS | NA | Non-Critical | Jantapark_LRRS_17 | - | - | 0 | - | Active | - | - | - | -
1016 | DJB_Package 02 | Patel Road Online BPS_Zone | KBL | Mechanical | NRV | NRV | NA | Non-Critical | Khanna_Market_NRV_30 | - | - | 0 | - | Active | - | - | - | -
1017 | DJB_Package 02 | Jantapark UGR_Zone | NA | Electrical | LT Panel | MCCB | NA | Non-Critical | Jantapark_MCCB_06 | - | - | 0 | - | Active | - | - | - | -
1018 | DJB_Package 02 | Patel Road Online BPS_Zone | Kirloskar Brother Ltd | Mechanical | Valve | Valve | NA | Non-Critical | Nehru Nagar_Cluster_DV_10 | - | - | 0 | - | Active | - | - | - | -
1019 | DJB_Package 02 | Jantapark UGR_Zone | Kirloskar | Electrical | LT Panel | Booster Pump | WO260N | Non-Critical | Jantapark_BP_20 | - | - | 0 | - | Active | - | 1 | 1 | -
1020 | DJB_Package 02 | Jantapark UGR_Zone | Upadhyaya | Mechanical | Valve | Valve | NA | Non-Critical | Jantapark_DV_56 | - | - | 0 | - | Active | - | - | - | -
1021 | DJB_Package 02 | Patel Road Online BPS_Zone | KSB | Mechanical | Valve | Valve | NA | Non-Critical | New Faridpuri_IV_20 | - | - | 0 | - | Active | - | - | - | -
1022 | DJB_Package 02 | New Rajender Nagar R Block_Zone | NA | Electrical | LT Panel | change over Switch | NA | Non-Critical | Prasad NAgar_BPS_CS_07 | - | - | 0 | - | Active | - | - | - | -
1023 | DJB_Package 02 | Patel Road Online BPS_Zone | NA | Electrical | LT Panel | Transformer | NA | Non-Critical | New Faridpuri_LT Transformer_12 | - | - | 0 | - | Active | - | 5 | 1 | -
1024 | DJB_Package 02 | Shastri Nagar UGR_Zone | Kirloskar Brother Ltd | Mechanical | Valve | Valve | NA | Non-Critical | InderloK_ DV_22 | - | - | 0 | - | Active | - | - | - | -
1025 | DJB_Package 02 | Jantapark UGR_Zone | NA | Electrical | LT Panel | MCCB | NA | Non-Critical | Jantapark_MCCB_13 | - | - | 0 | - | Active | - | - | - | -
1026 | DJB_Package 02 | Patel Road Online BPS_Zone | NA | Electrical | LT Panel | Kit Kat Fuse | NA | Non-Critical | Old Faridpuri_Main Fuse_05 | - | - | 0 | - | Active | - | - | - | -
1027 | DJB_Package 02 | Patel Road Online BPS_Zone | KSB | Electrical | LT Motors | Booster Pump | NA | Non-Critical | New Faridpuri_BP_01 | - | - | 0 | - | In-Active | This Pump Not Use | 1 | - | -
1028 | DJB_Package 02 | Patel Road Online BPS_Zone | KSB | Electrical | LT Motors | Booster Pump | NA | Non-Critical | New Faridpuri_BP_03 | - | - | 0 | - | Active | - | 1 | 1 | -
1029 | DJB_Package 02 | Shastri Nagar UGR_Zone | Kirloskar Brother Ltd | Mechanical | NRV | NRV | NA | Non-Critical | DDA Flat Gulabibagh_NRV_19 | - | - | 0 | - | Active | - | - | - | -
1030 | DJB_Package 02 | Thansingh Nagar UGR_Zone | Kirloskar Brother Ltd | Mechanical | Valve | Valve | NA | Non-Critical | Sarai Rohilla_SV_07 | - | - | 0 | - | Active | - | - | - | -
1031 | DJB_Package 02 | Patel Road Online BPS_Zone | NA | Electrical | LT Motors | Booster Pump | NA | Non-Critical | C1 Block Ranjeet Nagar_BP_02 | - | - | 0 | - | Active | - | 1 | - | -
1032 | DJB_Package 02 | Thansingh Nagar UGR_Zone | Kirloskar Brother Ltd | Mechanical | NRV | NRV | NA | Non-Critical | Thansingh Nagar_NRV_45 | - | - | 0 | - | Active | - | - | - | -
1033 | DJB_Package 02 | Shastri Nagar UGR_Zone | Kirloskar Brother Ltd | Mechanical | Valve | Valve | NA | Non-Critical | Ambabag_SV_12 | - | - | 0 | - | Active | - | - | - | -
1034 | DJB_Package 02 | Jantapark UGR_Zone | Jyoti | Electrical | LT Panel | Booster Pump | CD 200 H | Non-Critical | Jantapark_BP_23 | - | - | 0 | - | Active | - | 1 | 1 | -
1035 | DJB_Package 02 | Naraina D.Cantt UGR_Zone | NA | Electrical | LT Motors | Dewatering Pump | NA | Non-Critical | C&H Block_DP_NA_04 | - | - | 0 | - | Active | - | - | - | -
1036 | DJB_Package 02 | Patel Road Online BPS_Zone | NA | Electrical | LT Panel | Oil Circuit Breaker Starter | NA | Non-Critical | Patel Road_Naranina_Starter_48 | - | - | 0 | - | Active | - | - | - | -
1037 | DJB_Package 02 | Naraina D.Cantt UGR_Zone | KSB | Mechanical | Valve | Valve | NA | Non-Critical | Sastri Park_DV_14 | - | - | 0 | - | Active | - | - | - | -
1038 | DJB_Package 02 | Naraina D.Cantt UGR_Zone | KSB | Mechanical | Valve | Valve | NA | Non-Critical | Indur 1st_SV_10 | - | - | 0 | - | Active | - | - | - | -
1039 | DJB_Package 02 | Naraina D.Cantt UGR_Zone | NA | Electrical | LT Panel | Light Distribution BOX | NA | Non-Critical | Shiv Mandir_ LDB_06 | - | - | 0 | - | Active | - | - | - | -
1040 | DJB_Package 02 | Thansingh Nagar UGR_Zone | NA | Electrical | LT Panel | Starter Panel | NA | Non-Critical | Gali No: 11_ Starter Panel_05 | - | - | 0 | - | Active | - | 3 | - | -
1041 | DJB_Package 02 | New Rajender Nagar R Block_Zone | Kirloskar Brother Ltd | Electrical | LT Motors | Booster Pump | CP125 330H & 150/200 CST | Non-Critical | Old Rajender_BPS_BP_02 | - | - | 0 | - | In-Active | NA | - | - | -
1042 | DJB_Package 02 | Patel Road Online BPS_Zone | Kirloskar Brother Ltd | Mechanical | Valve | Valve | NA | Non-Critical | Gali No:2_Bud Mandir_DV_05 | - | - | 0 | - | Active | - | - | - | -
1043 | DJB_Package 02 | Thansingh Nagar UGR_Zone | NA | Electrical | LT Motors | Booster Pump | NA | Non-Critical | Gali No: 11_BP_01 | - | - | 0 | - | Active | - | 1 | 1 | -
1044 | DJB_Package 02 | Naraina D.Cantt UGR_Zone | KSB | Mechanical | Valve | Valve | NA | Non-Critical | Trik_SV_07 | - | - | 0 | - | Active | - | - | - | -
1045 | DJB_Package 02 | Patel Road Online BPS_Zone | NA | Electrical | LT Panel | Main Fuse | NA | Non-Critical | Pandav Nagar_DDA_Main Fuse_03 | - | - | 0 | - | Active | - | - | - | -
1046 | DJB_Package 02 | Patel Road Online BPS_Zone | Kirloskar Brother Ltd | Mechanical | NRV | NRV | NA | Non-Critical | Patel Road_Baljeet Nagar_NRV_123 | - | - | 0 | - | Active | - | - | - | -
1047 | DJB_Package 02 | Patel Road Online BPS_Zone | NA | Mechanical | Valve | Valve | NA | Non-Critical | Gali No:8_Baljeet Nagar_DV_20 | - | - | 0 | - | Active | - | - | - | -
1048 | DJB_Package 02 | Patel Road Online BPS_Zone | NA | Instrument | Flow Meter | Flow Meter | NA | Non-Critical | C Block Ranjeet Nagar_FM_15 | - | - | 0 | - | Active | - | 2 | - | -
1049 | DJB_Package 02 | Naraina D.Cantt UGR_Zone | NA | Mechanical | Valve | Valve | NA | Non-Critical | Chintu_ DV_07 | - | - | 0 | - | Active | - | - | - | -
1050 | DJB_Package 02 | Shastri Nagar UGR_Zone | Kirloskar Brother Ltd | Mechanical | NRV | NRV | NA | Non-Critical | Sarai Basti_NRV_24 | - | - | 0 | - | Active | - | - | - | -
1051 | DJB_Package 02 | Patel Road Online BPS_Zone | NA | Electrical | LT Panel | Oil Circuit Breaker Starter | NA | Non-Critical | Patel Road_Naranina_Starter_45 | - | - | 0 | - | Active | - | - | - | -
1052 | DJB_Package 02 | Patel Road Online BPS_Zone | Kirloskar Brother Ltd | Electrical | LT Motors | Vaccum Release Pump | NA | Non-Critical | Khanna_Market_VP_04 | - | - | 0 | - | Active | - | - | - | -
1053 | DJB_Package 02 | Shastri Nagar UGR_Zone | MEIL | Electrical | HT Panel | MOCB | GUD | Non-Critical | Shashtri Nagar_MOCB_67 | - | - | 0 | - | Active | - | - | - | -
1054 | DJB_Package 02 | New Rajender Nagar R Block_Zone | Kirloskar Brother Ltd | Mechanical | Valve | Valve | NA | Non-Critical | Old Rajender_BPS_IV_20 | - | - | 0 | - | Active | - | - | - | -
1055 | DJB_Package 02 | Thansingh Nagar UGR_Zone | Kirloskar Brother Ltd | Mechanical | Valve | Valve | NA | Non-Critical | Sarai Rohilla_SV_08 | - | - | 0 | - | Active | - | - | - | -
1056 | DJB_Package 02 | Patel Road Online BPS_Zone | NA | Electrical | LT Panel | Main Fuse | NA | Non-Critical | Khanna_Market_Main Fuse_06 | - | - | 0 | - | Active | - | - | - | -
1057 | DJB_Package 02 | Shastri Nagar UGR_Zone | Kirloskar Brother Ltd | Mechanical | NRV | NRV | NA | Non-Critical | Shashtri Nagar_NRV_44 | - | - | 0 | - | Active | - | - | - | -
1058 | DJB_Package 02 | Shastri Nagar UGR_Zone | Kirloskar Brother Ltd | Mechanical | Valve | Valve | NA | Non-Critical | DDA Flat Gulabibagh_DV_15 | - | - | 0 | - | Active | - | - | - | -
1059 | DJB_Package 02 | Patel Road Online BPS_Zone | NA | Mechanical | Valve | Valve | NA | Non-Critical | Gali No:6_Prem Nagar_DV_20 | - | - | 0 | - | Active | - | - | - | -
1060 | DJB_Package 02 | Shastri Nagar UGR_Zone | NA | Electrical | LT Panel | Starter Panel | NA | Non-Critical | Shehzadabagh_Feeder Panel_07 | - | - | 0 | - | Active | - | 3 | - | -
1061 | DJB_Package 02 | Naraina D.Cantt UGR_Zone | NA | Mechanical | - | Foot Valve | NA | Non-Critical | Indur 2nd_16 | - | - | 0 | - | Active | - | - | - | -
1062 | DJB_Package 02 | Thansingh Nagar UGR_Zone | NA | Electrical | LT Panel | Starter Panel | NA | Non-Critical | Gali No: 10_SP_03 | - | - | 0 | - | Active | - | 3 | - | -
1063 | DJB_Package 02 | Thansingh Nagar UGR_Zone | Kirloskar | Electrical | LT Panel | Transformer | NA | Non-Critical | Thansingh Nagar_Transformer_61 | - | - | 0 | - | Active | - | 1 | 1 | -
1064 | DJB_Package 02 | Thansingh Nagar UGR_Zone | Kirloskar Brother Ltd | Mechanical | Valve | Valve | NA | Non-Critical | Gali No: 11_ SV_07 | - | - | 0 | - | Active | - | - | - | -
1065 | DJB_Package 02 | Patel Road Online BPS_Zone | KSB | Mechanical | Valve | Valve | NA | Non-Critical | New Faridpuri_IV_18 | - | - | 0 | - | Active | - | - | - | -
1066 | DJB_Package 02 | Shastri Nagar UGR_Zone | Kirloskar | Electrical | LT Motors | Dewatering Pump | NA | Non-Critical | Shashtri Nagar_DP_25 | - | - | 0 | - | Active | - | - | - | -
1067 | DJB_Package 02 | Patel Road Online BPS_Zone | NA | Electrical | LT Panel | Main MCCB | NA | Non-Critical | Old Faridpuri_Main MCCB_06 | - | - | 0 | - | Active | - | - | - | -
1068 | DJB_Package 02 | New Rajender Nagar R Block_Zone | KSB | Electrical | LT Motors | Booster Pump | UP 100/36 | Non-Critical | Dusghara_BPS_BP_02 | - | - | 0 | - | Active | - | 1 | 1 | -
1069 | DJB_Package 02 | Jantapark UGR_Zone | Enterprises Engineers | Electrical | LT Panel | LRRS | NA | Non-Critical | Jantapark_LRRS_19 | - | - | 0 | - | Active | - | - | - | -
1070 | DJB_Package 02 | Naraina D.Cantt UGR_Zone | KSB | Mechanical | Valve | Valve | Discharge Valve | Non-Critical | Balmiki Mandir_ DV_15 | - | - | 0 | - | Active | - | - | - | -
1071 | DJB_Package 02 | Naraina D.Cantt UGR_Zone | Havells | Electrical | LT Panel | change over Switch | NA | Non-Critical | Shiv Mandir_CS_05 | - | - | 0 | - | Active | - | - | - | -
1072 | DJB_Package 02 | Patel Road Online BPS_Zone | KBL | Mechanical | NRV | NRV | NA | Non-Critical | 28-Block_NRV_13 | - | - | 0 | - | Active | - | - | - | -
1073 | DJB_Package 02 | Thansingh Nagar UGR_Zone | Upadhyaya | Mechanical | Valve | Valve | NA | Non-Critical | Thansingh Nagar_DV_53 | - | - | 0 | - | Active | - | - | - | -
1074 | DJB_Package 02 | Shastri Nagar UGR_Zone | NA | Electrical | LT Panel | Starter Panel | NA | Non-Critical | Shehzadabagh_Feeder Panel_05 | - | - | 0 | - | Active | - | 3 | - | -
1075 | DJB_Package 02 | Patel Road Online BPS_Zone | NA | Electrical | LT Panel | Main Fuse | NA | Non-Critical | 35 Block_Main Fuse_05 | - | - | 0 | - | Active | - | - | - | -
1076 | DJB_Package 02 | Naraina D.Cantt UGR_Zone | NA | Mechanical | Valve | Valve | NA | Non-Critical | Shiv Mandir_ SV_07 | - | - | 0 | - | Active | - | - | - | -
1077 | DJB_Package 02 | Shastri Nagar UGR_Zone | Kirloskar Brother Ltd | Mechanical | NRV | NRV | NA | Non-Critical | Shashtri Nagar_NRV Starter_45 | - | - | 0 | - | Active | - | - | - | -
1078 | DJB_Package 02 | Thansingh Nagar UGR_Zone | NA | Electrical | LT Panel | Oil Immersed Starter | NA | Non-Critical | Thansingh Nagar_Oil Starter_24 | - | - | 0 | - | Active | - | - | - | -
1079 | DJB_Package 02 | Shastri Nagar UGR_Zone | L&T | Electrical | - | MCB | NA | Non-Critical | Dayabasti_MCB_01 | - | - | 0 | - | Active | - | - | - | -
1080 | DJB_Package 02 | Patel Road Online BPS_Zone | - | Electrical | LT Motors | Starter Panel | NA | Non-Critical | Patel Road_Baljeet Nagar_Starter Panel_147 | - | - | 0 | - | Active | - | 3 | - | -
1081 | DJB_Package 02 | Naraina D.Cantt UGR_Zone | KSB | Mechanical | Valve | Valve | Suction Valve | Non-Critical | Balmiki Mandir_ SV_12 | - | - | 0 | - | Active | - | - | - | -
1082 | DJB_Package 02 | Naraina D.Cantt UGR_Zone | NA | Electrical | LT Motors | change over Switch | 100Amp | Non-Critical | I Block_COS_05 | - | - | 0 | - | Active | - | - | - | -
1083 | DJB_Package 02 | Thansingh Nagar UGR_Zone | Kirloskar Brother Ltd | Electrical | LT Motors | Booster Pump | RC280S MKL | Non-Critical | Thansingh Nagar_BP_03 | - | - | 0 | - | Active | - | 1 | 1 | -
1084 | DJB_Package 02 | Thansingh Nagar UGR_Zone | Kirloskar Brother Ltd | Mechanical | NRV | NRV | NA | Non-Critical | Thansingh Nagar_NRV_44 | - | - | 0 | - | Active | - | - | - | -
1085 | DJB_Package 02 | Patel Road Online BPS_Zone | Kirloskar Brother Ltd | Mechanical | NRV | NRV | NA | Non-Critical | Pandav Nagar_DDA_NRV_15 | - | - | 0 | - | Active | - | - | - | -
1086 | DJB_Package 02 | Patel Road Online BPS_Zone | NA | Electrical | LT Motors | Tubewell Pump | NA | Non-Critical | O Block_Tubwell_04 | - | - | 0 | - | Active | - | - | - | -
1087 | DJB_Package 02 | Shastri Nagar UGR_Zone | Advance Engineering Works Pvt Ltd | Electrical | LT Panel | Oil Immersed Starter | NA | Non-Critical | Sarai Basti_Oil Starter_09 | - | - | 0 | - | Active | - | - | - | -
1088 | DJB_Package 02 | New Rajender Nagar R Block_Zone | Kirloskar Brother Ltd | Mechanical | Valve | Valve | NA | Non-Critical | Old Rajender_BPS_DV_38 | - | - | 0 | - | Active | - | - | - | -
1089 | DJB_Package 02 | Naraina D.Cantt UGR_Zone | KSB | Mechanical | Valve | Valve | NA | Non-Critical | Indur 2nd_CDV_13 | - | - | 0 | - | Active | - | - | - | -
1090 | DJB_Package 02 | New Rajender Nagar R Block_Zone | KSB | Mechanical | Valve | Valve | NA | Non-Critical | Dusghara_BPS_DV_15 | - | - | 0 | - | Active | - | - | - | -
1091 | DJB_Package 02 | Patel Road Online BPS_Zone | NA | Electrical | LT Motors | Vaccum Release Pump | NA | Non-Critical | C Block Ranjeet Nagar_VP_04 | - | - | 0 | - | Active | - | - | - | -
1092 | DJB_Package 02 | Patel Road Online BPS_Zone | - | Electrical | LT Panel | Air Circuit Breaker | NA | Non-Critical | Patel Road_ACB_11 | - | - | 0 | - | Active | - | - | - | -
1093 | DJB_Package 02 | Patel Road Online BPS_Zone | - | Electrical | LT Motors | Starter Panel | NA | Non-Critical | Patel Road_Baljeet Nagar_Starter Panel_79 | - | - | 0 | - | Active | - | 3 | - | -
1094 | DJB_Package 02 | Shastri Nagar UGR_Zone | NA | Electrical | LT Panel | LT Panel | NA | Non-Critical | Sarai Basti_LT Panel_02 | - | - | 0 | - | Active | - | - | - | -
1095 | DJB_Package 02 | Patel Road Online BPS_Zone | KSB | Mechanical | Valve | Valve | NA | Non-Critical | New Faridpuri_DV_36 | - | - | 0 | - | Active | - | - | - | -
1096 | DJB_Package 02 | Patel Road Online BPS_Zone | Kirloskar Brother Ltd | Electrical | LT Motors | Dewatering Pump | NA | Non-Critical | Gali No:8_Baljeet Nagar_DP_05 | - | - | 0 | - | Active | - | - | - | -
1097 | DJB_Package 02 | Patel Road Online BPS_Zone | KSB | Mechanical | Valve | Valve | NA | Non-Critical | C Block Ranjeet Nagar_DV_14 | - | - | 0 | - | Active | - | - | - | -
1098 | DJB_Package 02 | Patel Road Online BPS_Zone | Kirloskar Brother Ltd | Electrical | LT Motors | Booster Pump | NA | Non-Critical | Nehru Nagar_Cluster_BP_02 | - | - | 0 | - | Active | - | 1 | 1 | -
1099 | DJB_Package 02 | New Rajender Nagar R Block_Zone | NA | Electrical | LT Panel | change over Switch | NA | Non-Critical | Old Rajender_BPS_CS_07 | - | - | 0 | - | Active | - | - | - | -
1100 | DJB_Package 02 | Patel Road Online BPS_Zone | KBL | Electrical | LT Panel | LT Panel | NA | Non-Critical | Gali No:8_Baljeet Nagar_LT Panel_24 | - | - | 0 | - | Active | - | - | - | -
1101 | DJB_Package 02 | Shastri Nagar UGR_Zone | Kirloskar Brother Ltd | Mechanical | Valve | Valve | NA | Non-Critical | Shashtri Nagar_DV_51 | - | - | 0 | - | Active | - | - | - | -
1102 | DJB_Package 02 | Patel Road Online BPS_Zone | Advance Engineering Works Pvt Ltd | Electrical | - | ATS | MATS | Non-Critical | Gali No:6_Prem Nagar_ATS_31 | - | - | 0 | - | Active | - | - | - | -
1103 | DJB_Package 02 | Shastri Nagar UGR_Zone | Kirloskar Brother Ltd | Mechanical | NRV | NRV | NA | Non-Critical | Chandrashekar_NRV_20 | - | - | 0 | - | Active | - | - | - | -
1104 | DJB_Package 02 | Patel Road Online BPS_Zone | Kirloskar Brother Ltd | Mechanical | Valve | Valve | NA | Non-Critical | Patel Road_Baljeet Nagar_DV_112 | - | - | 0 | - | Active | - | - | - | -
1105 | DJB_Package 02 | New Rajender Nagar R Block_Zone | Kirloskar Brother Ltd | Mechanical | Valve | Valve | NA | Non-Critical | Todapur_BPS_DV_23 | - | - | 0 | - | Active | - | - | - | -
1106 | DJB_Package 02 | Shastri Nagar UGR_Zone | Kirloskar | Electrical | LT Motors | Dewatering Pump | NA | Non-Critical | Shashtri Nagar_DP _26 | - | - | 0 | - | Active | - | - | - | -
1107 | DJB_Package 02 | Shastri Nagar UGR_Zone | - | Electrical | LT Panel | Air Circuit Breaker | NA | Non-Critical | Shashtri Nagar_ACB_11 | - | - | 0 | - | Active | - | - | - | -
1108 | DJB_Package 02 | New Rajender Nagar R Block_Zone | Kirloskar Brother Ltd | Mechanical | NRV | NRV | NA | Non-Critical | Todapur_BPS_NRV_18 | - | - | 0 | - | Active | - | - | - | -
1109 | DJB_Package 02 | New Rajender Nagar R Block_Zone | Kirloskar Brother Ltd | Electrical | LT Motors | Booster Pump | NA | Non-Critical | Rajender R Block_ BP_05 | - | - | 0 | - | Active | - | 1 | - | -
1110 | DJB_Package 02 | Jantapark UGR_Zone | NA | Instrument | Flow Meter | Flow Meter | NA | Non-Critical | Jantapark_FM_61 | - | - | 0 | - | Active | - | 2 | - | -
1111 | DJB_Package 02 | Shastri Nagar UGR_Zone | - | Electrical | LT Panel | APFC Panel | NA | Non-Critical | Shashtri Nagar_PF_62 | - | - | 0 | - | Active | - | 1 | - | -
1112 | DJB_Package 02 | Patel Road Online BPS_Zone | Kirloskar Brother Ltd | Mechanical | Valve | Valve | NA | Non-Critical | 35 Block_NRV_16 | - | - | 0 | - | Active | - | - | - | -
1113 | DJB_Package 02 | Thansingh Nagar UGR_Zone | Kirloskar Brother Ltd | Mechanical | Valve | Valve | NA | Non-Critical | Gali No: 10_SV_04 | - | - | 0 | - | Active | - | - | - | -
1114 | DJB_Package 02 | Patel Road Online BPS_Zone | NA | Mechanical | Valve | Valve | NA | Non-Critical | Gali No:6_Prem Nagar_DV_24 | - | - | 0 | - | Active | - | - | - | -
1115 | DJB_Package 02 | Shastri Nagar UGR_Zone | Kirloskar Brother Ltd | Mechanical | Valve | Valve | NA | Non-Critical | InderloK_ DV_16 | - | - | 0 | - | Active | - | - | - | -
1116 | DJB_Package 02 | Naraina D.Cantt UGR_Zone | Kirloskar | Electrical | LT Motors | Booster Pump | UP 80/38 | Non-Critical | Trik_BP_NA_01 | - | - | 0 | - | Active | - | 1 | 1 | -
1117 | DJB_Package 02 | Patel Road Online BPS_Zone | Kirloskar Brother Ltd | Mechanical | Valve | Valve | NA | Non-Critical | Shiv Chowck_SV_10 | - | - | 0 | - | Active | - | - | - | -
1118 | DJB_Package 02 | Jantapark UGR_Zone | NA | Electrical | LT Panel | MCCB | NA | Non-Critical | Jantapark_MCCB_15 | - | - | 0 | - | Active | - | - | - | -
1119 | DJB_Package 02 | Thansingh Nagar UGR_Zone | NA | Electrical | LT Motors | Submersible Pump | NA | Non-Critical | Thansingh Nagar_BP_07 | - | - | 0 | - | Active | - | - | - | -
1120 | DJB_Package 02 | Patel Road Online BPS_Zone | NA | Electrical | LT Panel | Oil Circuit Breaker Starter | NA | Non-Critical | Patel Road_Naranina_Starter_46 | - | - | 0 | - | Active | - | - | - | -
1121 | DJB_Package 02 | Patel Road Online BPS_Zone | KSB | Mechanical | Valve | Valve | NA | Non-Critical | New Faridpuri_DV_33 | - | - | 0 | - | Active | - | - | - | -
1122 | DJB_Package 02 | New Rajender Nagar R Block_Zone | Kirloskar Brother Ltd | Mechanical | Valve | Valve | NA | Non-Critical | Old Rajender_BPS_IV_16 | - | - | 0 | - | Active | - | - | - | -
1123 | DJB_Package 02 | Shastri Nagar UGR_Zone | NA | Instrument | Level Sensor | Level Sensor | NA | Non-Critical | DDA Flat Gulabibagh_LS_26 | - | - | 0 | - | Active | - | 2 | - | -
1124 | DJB_Package 02 | New Rajender Nagar R Block_Zone | Kirloskar Brother Ltd | Mechanical | NRV | NRV | NA | Non-Critical | Dusghara_OLB_NRV_10 | - | - | 0 | - | Active | - | - | - | -
1125 | DJB_Package 02 | Shastri Nagar UGR_Zone | Kirloskar Brother Ltd | Mechanical | Valve | Valve | NA | Non-Critical | Shehzadabagh_DV_28 | - | - | 0 | - | Active | - | - | - | -
1126 | DJB_Package 02 | Naraina D.Cantt UGR_Zone | KSB | Mechanical | Valve | Valve | NA | Non-Critical | I Block_SV_09 | - | - | 0 | - | Active | - | - | - | -
1127 | DJB_Package 02 | Patel Road Online BPS_Zone | Kirloskar Brother Ltd | Electrical | LT Motors | Booster Pump | UP 100/38 | Non-Critical | 35 Block_BP_01 | - | - | 0 | - | Active | - | 1 | 1 | -
1128 | DJB_Package 02 | Shastri Nagar UGR_Zone | Kirloskar Brother Ltd | Mechanical | Valve | Valve | NA | Non-Critical | InderloK_ SV_14 | - | - | 0 | - | Active | - | - | - | -
1129 | DJB_Package 02 | New Rajender Nagar R Block_Zone | NA | Instrument | Flow Meter | Flow Meter | NA | Non-Critical | Old Rajender_BPS_FM_41 | - | - | 0 | - | Active | - | 2 | - | -
1130 | DJB_Package 02 | Naraina D.Cantt UGR_Zone | NA | Electrical | LT Motors | Booster Pump | NA | Non-Critical | C&H Block_BP_NA_02 | - | - | 0 | - | Active | - | 1 | 1 | -
1131 | DJB_Package 02 | New Rajender Nagar R Block_Zone | Kirloskar Brother Ltd | Mechanical | Valve | Valve | NA | Non-Critical | Old Rajender_BPS_DV_35 | - | - | 0 | - | Active | - | - | - | -
1132 | DJB_Package 02 | Shastri Nagar UGR_Zone | NA | Electrical | LT Panel | Starter Panel | NA | Non-Critical | Swamidayanand_Starter_05 | - | - | 0 | - | Active | - | 3 | - | -
1133 | DJB_Package 02 | Patel Road Online BPS_Zone | Kirloskar Brother Ltd | Mechanical | Valve | Valve | NA | Non-Critical | Patel Road_Baljeet Nagar_DV_110 | - | - | 0 | - | Active | - | - | - | -
1134 | DJB_Package 02 | Patel Road Online BPS_Zone | KSB | Mechanical | Valve | Valve | NA | Non-Critical | New Faridpuri_DV_30 | - | - | 0 | - | Active | - | - | - | -
1135 | DJB_Package 02 | Jantapark UGR_Zone | Kirloskar | Electrical | HT Panel | HT Panel | NA | Non-Critical | Jantapark_HT Panel_01 | - | - | 0 | - | Active | - | 4 | 1 | -
1136 | DJB_Package 02 | Patel Road Online BPS_Zone | NA | Mechanical | Valve | Valve | NA | Non-Critical | Shadipur_OV_17 | - | - | 0 | - | Active | - | - | - | -
1137 | DJB_Package 02 | Patel Road Online BPS_Zone | Kirloskar Brother Ltd | Electrical | LT Motors | Booster Pump | KDS 2050+ | Non-Critical | Durgapark_BPS_01 | - | - | 0 | - | Active | - | 1 | 1 | -
1138 | DJB_Package 02 | Patel Road Online BPS_Zone | Kirloskar Brother Ltd | Mechanical | Valve | Valve | NA | Non-Critical | Patel Road_Baljeet Nagar_DV_96 | - | - | 0 | - | Active | - | - | - | -
1139 | DJB_Package 02 | Naraina D.Cantt UGR_Zone | NA | Mechanical | Valve | Valve | NA | Non-Critical | Brar Squar_ DV_10 | - | - | 0 | - | Active | - | - | - | -
1140 | DJB_Package 02 | Patel Road Online BPS_Zone | NA | Mechanical | Valve | Valve | NA | Non-Critical | Gali No:6_Prem Nagar_DV_25 | - | - | 0 | - | Active | - | - | - | -
1141 | DJB_Package 02 | Patel Road Online BPS_Zone | NA | Mechanical | Valve | Valve | NA | Non-Critical | Shadipur_IV_07 | - | - | 0 | - | Active | - | - | - | -
1142 | DJB_Package 02 | Naraina D.Cantt UGR_Zone | KSB | Mechanical | Valve | Valve | NA | Non-Critical | Naraina Dispansary_SV_11 | - | - | 0 | - | Active | - | - | - | -
1143 | DJB_Package 02 | Patel Road Online BPS_Zone | KSB | Mechanical | Valve | Valve | NA | Non-Critical | Old Faridpuri_IV_10 | - | - | 0 | - | Active | - | - | - | -
1144 | DJB_Package 02 | New Rajender Nagar R Block_Zone | NA | Electrical | LT Panel | LT Panel | DN2 250M Amp | Non-Critical | Dusghara_OLB_LT Panel_03 | - | - | 0 | - | Active | - | 3 | - | -
1145 | DJB_Package 02 | New Rajender Nagar R Block_Zone | Kirloskar Brother Ltd | Mechanical | Valve | Valve | NA | Non-Critical | Dusghara_OLB_DV_11 | - | - | 0 | - | Active | - | - | - | -
1146 | DJB_Package 02 | Naraina D.Cantt UGR_Zone | NA | Electrical | LT Panel | Light Distribution BOX | NA | Non-Critical | Sastri Park_ LDB_10 | - | - | 0 | - | Active | - | - | - | -
1147 | DJB_Package 02 | Shastri Nagar UGR_Zone | NA | Electrical | LT Panel | Kit Kat Fuse | NA | Non-Critical | Sarai Basti_Feede Fuse_03 | - | - | 0 | - | Active | - | - | - | -
1148 | DJB_Package 02 | Jantapark UGR_Zone | Upadhyaya | Mechanical | Valve | Valve | NA | Non-Critical | Jantapark_DV_49 | - | - | 0 | - | Active | - | - | - | -
1149 | DJB_Package 02 | New Rajender Nagar R Block_Zone | NA | Electrical | Tubewell Pump | Tubewell Pump | NA | Non-Critical | Dusghara_BPS_Tubwell_05 | - | - | 0 | - | Active | - | - | - | -
1150 | DJB_Package 02 | Jantapark UGR_Zone | Jyoti | Electrical | LT Panel | Booster Pump | CD 200 H | Non-Critical | Jantapark_BP_24 | - | - | 0 | - | Active | - | 1 | 1 | -
1151 | DJB_Package 02 | Patel Road Online BPS_Zone | Advance Engineering Works Pvt Ltd | Electrical | LT Panel | Oil-Circuit-Breaker | Type A2 | Non-Critical | Patel Road_Palem_Oil Starter_18 | - | - | 0 | - | Active | - | - | - | -
1152 | DJB_Package 02 | Naraina D.Cantt UGR_Zone | NA | Instrument | Level Sensor | Level Sensor | NA | Non-Critical | Sastri Park_LS_18 | - | - | 0 | - | Active | - | 2 | - | -
1153 | DJB_Package 02 | Naraina D.Cantt UGR_Zone | Kirloskar | Electrical | LT Motors | Booster Pump | S2256 | Non-Critical | Sastri Park_ BP_03 | - | - | 0 | - | Active | - | 1 | 1 | -
1154 | DJB_Package 02 | Patel Road Online BPS_Zone | Kirloskar Brother Ltd | Mechanical | Valve | Valve | NA | Non-Critical | Patel Road_Baljeet Nagar_DV_93 | - | - | 0 | - | Active | - | - | - | -
1155 | DJB_Package 02 | Patel Road Online BPS_Zone | Kiloskar | Electrical | LT Panel | LT Panel | N/A | Non-Critical | Nehru Nagar_Cluster_LT_05 | - | - | 0 | - | Active | - | - | - | -
1156 | DJB_Package 02 | Shastri Nagar UGR_Zone | NA | Electrical | LT Motors | Vaccum Release Pump | NA | Non-Critical | Ambabag_VP_08 | - | - | 0 | - | Active | - | - | - | -
1157 | DJB_Package 02 | Patel Road Online BPS_Zone | Kirloskar Brother Ltd | Mechanical | Valve | Valve | NA | Non-Critical | Patel Road_Naranina_DV_70 | - | - | 0 | - | Active | - | - | - | -
1158 | DJB_Package 02 | Naraina D.Cantt UGR_Zone | KSB | Mechanical | Valve | Valve | NA | Non-Critical | Naraina Dis_MIV_07 | - | - | 0 | - | Active | - | - | - | -
1159 | DJB_Package 02 | Patel Road Online BPS_Zone | KSB | Electrical | LT Motors | Booster Pump | NA | Non-Critical | Old Faridpuri_BP_01 | - | - | 0 | - | Active | - | 1 | - | -
1160 | DJB_Package 02 | Patel Road Online BPS_Zone | Kirloskar Brother Ltd | Mechanical | NRV | NRV | NA | Non-Critical | Patel Road_Baljeet Nagar_NRV_126 | - | - | 0 | - | Active | - | - | - | -
1161 | DJB_Package 02 | New Rajender Nagar R Block_Zone | NA | Instrument | Flow Meter | Flow Meter | NA | Non-Critical | Rajender R Block_ FM_29 | - | - | 0 | - | Active | - | 2 | - | -
1162 | DJB_Package 02 | Shastri Nagar UGR_Zone | Kirloskar Brother Ltd | Mechanical | Valve | Valve | NA | Non-Critical | Sarai Basti_DV_21 | - | - | 0 | - | Active | - | - | - | -
1163 | DJB_Package 02 | Patel Road Online BPS_Zone | Kirloskar Brother Ltd | Electrical | LT Motors | Dewatering Pump | NA | Non-Critical | Shiv Chowck_DP_04 | - | - | 0 | - | Active | - | - | - | -
1164 | DJB_Package 02 | Thansingh Nagar UGR_Zone | NA | Electrical | LT Panel | LRRS | NA | Non-Critical | Thansingh Nagar_LRRS_20 | - | - | 0 | - | Active | - | - | - | -
1165 | DJB_Package 02 | Shastri Nagar UGR_Zone | Kirloskar Brother Ltd | Mechanical | Valve | Valve | NA | Non-Critical | Ambabag_SV_11 | - | - | 0 | - | Active | - | - | - | -
1166 | DJB_Package 02 | Jantapark UGR_Zone | Enterprises Engineers | Electrical | LT Panel | LRRS | NA | Non-Critical | Jantapark_LRRS_18 | - | - | 0 | - | Active | - | - | - | -
1167 | DJB_Package 02 | Patel Road Online BPS_Zone | L&T | Electrical | LT Panel | Air Circuit Breaker | CN-CS-1250S1 | Non-Critical | Patel Road_ACB_12 | - | - | 0 | - | Active | - | - | - | -
1168 | DJB_Package 02 | Shastri Nagar UGR_Zone | NA | Electrical | LT Motors | Booster Pump | J7R6, KW - 225 | Non-Critical | Shashtri Nagar_BP_23 | - | - | 0 | - | Active | - | 1 | 1 | -
1169 | DJB_Package 02 | Thansingh Nagar UGR_Zone | Havells | Electrical | LT Panel | change over Switch | NA | Non-Critical | Gali No: 11_CS_04 | - | - | 0 | - | Active | - | - | - | -
1170 | DJB_Package 02 | Patel Road Online BPS_Zone | NA | Instrument | Flow Meter | Flow Meter | NA | Non-Critical | 28 Block_FM_20 | - | - | 0 | - | Active | - | 2 | - | -
1171 | DJB_Package 02 | Patel Road Online BPS_Zone | KSB | Mechanical | Valve | Valve | NA | Non-Critical | New Faridpuri_DV_38 | - | - | 0 | - | Active | - | - | - | -
1172 | DJB_Package 02 | Thansingh Nagar UGR_Zone | NA | Electrical | LT Panel | Main MCCB | NA | Non-Critical | Gali No: 10_Main MCCB_02 | - | - | 0 | - | Active | - | - | - | -
1173 | DJB_Package 02 | Patel Road Online BPS_Zone | KBL | Mechanical | Valve | Valve | NA | Non-Critical | 28-Block_SV_12 | - | - | 0 | - | Active | - | - | - | -
1174 | DJB_Package 02 | New Rajender Nagar R Block_Zone | NA | Electrical | LT Motors | Submersible Pump | NA | Non-Critical | Rajender R Block_ BP_07 | - | - | 0 | - | Active | - | - | - | -
1175 | DJB_Package 02 | Shastri Nagar UGR_Zone | NA | Instrument | Flow Meter | Flow Meter | NA | Non-Critical | Swamidayanand_FM_18 | - | - | 0 | - | Active | - | 2 | - | -
1176 | DJB_Package 02 | Patel Road Online BPS_Zone | HPS | Electrical | LT Panel | change over Switch | COS 200 | Non-Critical | Khanna_Market_CS_09 | - | - | 0 | - | Active | - | - | - | -
1177 | DJB_Package 02 | Shastri Nagar UGR_Zone | Kirloskar Brother Ltd | Mechanical | Valve | Valve | NA | Non-Critical | Chandrashekar_SV_14 | - | - | 0 | - | Active | - | - | - | -
1178 | DJB_Package 02 | Jantapark UGR_Zone | Upadhyaya | Mechanical | NRV | NRV | NA | Non-Critical | Jantapark_NRV_43 | - | - | 0 | - | Active | - | - | - | -
1179 | DJB_Package 02 | Naraina D.Cantt UGR_Zone | KSB | Mechanical | Valve | Valve | NA | Non-Critical | Naraina_ Khatta_BPS_SV_11 | - | - | 0 | - | Active | - | - | - | -
1180 | DJB_Package 02 | Patel Road Online BPS_Zone | KSB | Mechanical | Valve | Valve | NA | Non-Critical | Old Faridpuri_DV_14 | - | - | 0 | - | Active | - | - | - | -
1181 | DJB_Package 02 | New Rajender Nagar R Block_Zone | Kirloskar Brother Ltd | Mechanical | Valve | Valve | NA | Non-Critical | Old Rajender_BPS_DV_27 | - | - | 0 | - | Active | - | - | - | -
1182 | DJB_Package 02 | Naraina D.Cantt UGR_Zone | KSB | Mechanical | Valve | Valve | NA | Non-Critical | Sastri Park_SV_11 | - | - | 0 | - | Active | - | - | - | -
1183 | DJB_Package 02 | New Rajender Nagar R Block_Zone | NA | Electrical | LT Motors | Booster Pump | NA | Non-Critical | Yashoda_BP_02 | - | - | 0 | - | Active | - | 1 | - | -
1184 | DJB_Package 02 | New Rajender Nagar R Block_Zone | NA | Electrical | LT Motors | Booster Pump | UP100/35B ST TA | Non-Critical | Dusghara_OLB_BP_02 | - | - | 0 | - | Active | - | 1 | - | -
1185 | DJB_Package 02 | Patel Road Online BPS_Zone | KSB | Mechanical | Valve | Valve | NA | Non-Critical | Old Faridpuri_DV_13 | - | - | 0 | - | Active | - | - | - | -
1186 | DJB_Package 02 | New Rajender Nagar R Block_Zone | NA | Instrument | Level Sensor | Level Sensor | NA | Non-Critical | Old Rajender_BPS_LS_43 | - | - | 0 | - | Active | - | 2 | - | -
1187 | DJB_Package 02 | Patel Road Online BPS_Zone | Kirloskar Brother Ltd | Mechanical | NRV | NRV | NA | Non-Critical | Patel Road_Naranina_NRV_76 | - | - | 0 | - | Active | - | - | - | -
1188 | DJB_Package 02 | Patel Road Online BPS_Zone | Kirloskar Brother Ltd | Mechanical | Valve | Valve | NA | Non-Critical | Patel Road_Naranina_SV_66 | - | - | 0 | - | Active | - | - | - | -
1189 | DJB_Package 02 | Patel Road Online BPS_Zone | NA | Instrument | Pressure Guage | Pressure Guage | NA | Non-Critical | Patel Road_Baljeet Nagar_PG_146 | - | - | 0 | - | Active | - | - | - | -
1190 | DJB_Package 02 | Shastri Nagar UGR_Zone | NA | Electrical | LT Motors | Booster Pump | NA | Non-Critical | Ambabag_BP_05 | - | - | 0 | - | Active | - | 1 | - | -
1191 | DJB_Package 02 | Jantapark UGR_Zone | Kirloskar | Electrical | LT Panel | Transformer | NA | Non-Critical | Jantapark_Transformer_02 | - | - | 0 | - | Active | - | 1 | 1 | -
1192 | DJB_Package 02 | Patel Road Online BPS_Zone | Kirloskar Brother Ltd | Mechanical | Valve | Valve | NA | Non-Critical | Patel Road_Baljeet Nagar_DV_101 | - | - | 0 | - | Active | - | - | - | -
1193 | DJB_Package 02 | Patel Road Online BPS_Zone | Kirloskar | Electrical | LT Motors | Booster Pump | LCW 280S | Non-Critical | Patel Road_Naranina_BP_56 | - | - | 0 | - | Active | - | 1 | 1 | -
1194 | DJB_Package 02 | Patel Road Online BPS_Zone | NA | Instrument | Flow Meter | Flow Meter | NA | Non-Critical | Gali No:6_Prem Nagar_FM_29 | - | - | 0 | - | Active | - | 2 | - | -
1195 | DJB_Package 02 | Shastri Nagar UGR_Zone | NA | Electrical | LT Motors | Booster Pump | J7R6, KW - 225 | Non-Critical | Shashtri Nagar_BP_22 | - | - | 0 | - | Active | - | 1 | 1 | -
1196 | DJB_Package 02 | Patel Road Online BPS_Zone | NA | Instrument | Level Sensor | Level Sensor | NA | Non-Critical | Gali No:6_Prem Nagar_LS_27 | - | - | 0 | - | Active | - | 2 | - | -
1197 | DJB_Package 02 | Patel Road Online BPS_Zone | L&T | Electrical | LT Panel | change over Switch | CO2 200 | Non-Critical | O Block_CS_09 | - | - | 0 | - | Active | - | - | - | -
1198 | DJB_Package 02 | New Rajender Nagar R Block_Zone | Kirloskar Brother Ltd | Mechanical | Valve | Valve | NA | Non-Critical | Hanuman_Mandir_SV_05 | - | - | 0 | - | Active | - | - | - | -
1199 | DJB_Package 02 | Patel Road Online BPS_Zone | KBL | Mechanical | Valve | Valve | NA | Non-Critical | Khanna_MarketNRV_18 | - | - | 0 | - | Active | - | - | - | -
1200 | DJB_Package 02 | Naraina D.Cantt UGR_Zone | NA | Electrical | LT Motors | Booster Pump | NA | Non-Critical | Indur 1st_BP_02 | - | - | 0 | - | Active | - | 1 | 1 | -
1201 | DJB_Package 02 | New Rajender Nagar R Block_Zone | NA | Electrical | LT Motors | Vaccum Release Pump | NA | Non-Critical | Old Rajender_BPS_VP_04 | - | - | 0 | - | Active | - | - | - | -
1202 | DJB_Package 02 | Patel Road Online BPS_Zone | NA | Electrical | LT Panel | change over Switch | NA | Non-Critical | 35 Block_CS_06 | - | - | 0 | - | Active | - | - | - | -
1203 | DJB_Package 02 | Shastri Nagar UGR_Zone | Kirloskar | Electrical | LT Motors | Booster Pump | NA | Non-Critical | Sarai Basti_BP_10 | - | - | 0 | - | Active | - | 1 | 1 | -
1204 | DJB_Package 02 | Shastri Nagar UGR_Zone | NA | Instrument | Flow Meter | Flow Meter | NA | Non-Critical | Shashtri Nagar_FM_58 | - | - | 0 | - | Active | - | 2 | - | -
1205 | DJB_Package 02 | Naraina D.Cantt UGR_Zone | NA | Electrical | LT Motors | UGR Inlet Feed Pump | NA | Non-Critical | Naraina Dispansary_IBP_01 | - | - | 0 | - | Active | - | - | - | -
1206 | DJB_Package 02 | New Rajender Nagar R Block_Zone | NA | Electrical | LT Motors | Booster Pump | NA | Non-Critical | Prasad NAgar_BPS_BP_02 | - | - | 0 | - | Active | - | 1 | 1 | -
1207 | DJB_Package 02 | Naraina D.Cantt UGR_Zone | KSB | Mechanical | Valve | Valve | NA | Non-Critical | Sastri Park_MHDV_15 | - | - | 0 | - | Active | - | - | - | -
1208 | DJB_Package 02 | Naraina D.Cantt UGR_Zone | Kirloskar | Electrical | LT Motors | Booster Pump | S2256 | Non-Critical | Sastri Park_ BP_04 | - | - | 0 | - | Active | - | 1 | 1 | -
1209 | DJB_Package 02 | Patel Road Online BPS_Zone | Kirloskar Brother Ltd | Electrical | LT Motors | Booster Pump | HP 150/388 | Non-Critical | 28 Block_BP_01 | - | - | 0 | - | Active | - | 1 | 1 | -
1210 | DJB_Package 02 | Shastri Nagar UGR_Zone | Kirloskar Brother Ltd | Mechanical | Valve | Valve | NA | Non-Critical | Shehzadabagh_SV_16 | - | - | 0 | - | Active | - | - | - | -
1211 | DJB_Package 02 | New Rajender Nagar R Block_Zone | NA | Instrument | Level Sensor | Level Sensor | NA | Non-Critical | Old Rajender_BPS_LS_42 | - | - | 0 | - | Active | - | 2 | - | -
1212 | DJB_Package 02 | Patel Road Online BPS_Zone | KBL | Mechanical | NRV | NRV | NA | Non-Critical | 28-Block_NRV_17 | - | - | 0 | - | Active | - | - | - | -
1213 | DJB_Package 02 | Patel Road Online BPS_Zone | Capital | Electrical | LT Panel | Auto Transformer Starter | NA | Non-Critical | Gali No:8_Baljeet Nagar_ATS_24 | - | - | 0 | - | Active | - | - | - | -
1214 | DJB_Package 02 | Shastri Nagar UGR_Zone | Advance Engineering Works Pvt Ltd | Electrical | LT Panel | Oil Immersed Starter | NA | Non-Critical | InderloK_ Oil Starter_06 | - | - | 0 | - | Active | - | - | - | -
1215 | DJB_Package 02 | Shastri Nagar UGR_Zone | - | Electrical | LT Panel | Air Circuit Breaker | NA | Non-Critical | Shashtri Nagar_ACB_09 | - | - | 0 | - | Active | - | - | - | -
1216 | DJB_Package 02 | Naraina D.Cantt UGR_Zone | KSB | Mechanical | Valve | Valve | NA | Non-Critical | C&H Block_DV_12 | - | - | 0 | - | Active | - | - | - | -
1217 | DJB_Package 02 | Patel Road Online BPS_Zone | NA | Mechanical | NRV | NRV | NA | Non-Critical | Gali No:8_Baljeet Nagar_NRV_17 | - | - | 0 | - | Active | - | - | - | -
1218 | DJB_Package 02 | Shastri Nagar UGR_Zone | NA | Electrical | LT Panel | LRRS | NA | Non-Critical | Shashtri Nagar_LRRS_14 | - | - | 0 | - | Active | - | - | - | -
1219 | DJB_Package 02 | Patel Road Online BPS_Zone | NA | Electrical | LT-Panel | LT-Panel | NA | Non-Critical | 28-Block_LT-Panel_08 | - | - | 0 | - | Active | - | - | - | -
1220 | DJB_Package 02 | Shastri Nagar UGR_Zone | Kirloskar Brother Ltd | Mechanical | Valve | Valve | NA | Non-Critical | Vivekanandpuri_DV_11 | - | - | 0 | - | Active | - | - | - | -
1221 | DJB_Package 02 | Shastri Nagar UGR_Zone | - | Electrical | LT Panel | Air Circuit Breaker | NA | Non-Critical | Shashtri Nagar_ACB_08 | - | - | 0 | - | Active | - | - | - | -
1222 | DJB_Package 02 | Shastri Nagar UGR_Zone | Kirloskar Brother Ltd | Mechanical | Valve | Valve | NA | Non-Critical | Shehzadabagh_IV_13 | - | - | 0 | - | Active | - | - | - | -
1223 | DJB_Package 02 | Patel Road Online BPS_Zone | NA | Instrument | Flow Meter | Flow Meter | NA | Non-Critical | 28 Block_FM_19 | - | - | 0 | - | Active | - | 2 | - | -
1224 | DJB_Package 02 | New Rajender Nagar R Block_Zone | Kirloskar Brother Ltd | Mechanical | Valve | Valve | NA | Non-Critical | Old Rajender_BPS_NRV_14 | - | - | 0 | - | Active | - | - | - | -
1225 | DJB_Package 02 | Shastri Nagar UGR_Zone | NA | Electrical | LT Motors | Dewatering Pump | NA | Non-Critical | Shashtri Nagar_DP_27 | - | - | 0 | - | Active | - | - | - | -
1226 | DJB_Package 02 | Patel Road Online BPS_Zone | NA | Instrument | Level Sensor | Level Sensor | NA | Non-Critical | New Faridpuri_LS_42 | - | - | 0 | - | Active | - | 2 | - | -
1227 | DJB_Package 02 | Patel Road Online BPS_Zone | Cimcon | Electrical | VFD | VFD | N/A | Non-Critical | Pandav Nagar_DDA_VFD_21 | - | - | 0 | - | Active | - | - | - | -
1228 | DJB_Package 02 | Shastri Nagar UGR_Zone | Kirloskar Brother Ltd | Mechanical | Valve | Valve | NA | Non-Critical | InderloK_ SV_15 | - | - | 0 | - | Active | - | - | - | -
1229 | DJB_Package 02 | Naraina D.Cantt UGR_Zone | KSB | Mechanical | Valve | Valve | NA | Non-Critical | C&H Block_SV_10 | - | - | 0 | - | Active | - | - | - | -
1230 | DJB_Package 02 | Thansingh Nagar UGR_Zone | NA | Instrument | Level Sensor | Level Sensor | NA | Non-Critical | Thansingh Nagar_LS_55 | - | - | 0 | - | Active | - | 2 | - | -
1231 | DJB_Package 02 | Thansingh Nagar UGR_Zone | Kirloskar Brother Ltd | Electrical | LT Motors | Booster Pump | RD280M | Non-Critical | Thansingh Nagar_BP_01 | - | - | 0 | - | Active | - | 1 | 1 | -
1232 | DJB_Package 02 | Patel Road Online BPS_Zone | NA | Electrical | LT Motors | Booster Pump | NA | Non-Critical | Pandav Nagar_DDA_BP_01 | - | - | 0 | - | Active | - | 1 | 1 | -
1233 | DJB_Package 02 | Naraina D.Cantt UGR_Zone | NA | Electrical | LT Motors | Booster Pump | NA | Non-Critical | Indur 1st_BP_03 | - | - | 0 | - | Active | - | 1 | 1 | -
1234 | DJB_Package 02 | Naraina D.Cantt UGR_Zone | L&T | Electrical | LT Motors | Main Fuse | NA | Non-Critical | Balmiki Mandir_ Main Fuse_06 | - | - | 0 | - | Active | - | - | - | -
1235 | DJB_Package 02 | New Rajender Nagar R Block_Zone | Kirloskar Brother Ltd | Mechanical | Valve | Valve | NA | Non-Critical | Dusghara_OLB_DV_08 | - | - | 0 | - | Active | - | - | - | -
1236 | DJB_Package 02 | New Rajender Nagar R Block_Zone | Kirloskar Brother Ltd | Mechanical | Valve | Valve | NA | Non-Critical | Dusghara_OLB_SV_06 | - | - | 0 | - | Active | - | - | - | -
1237 | DJB_Package 02 | Shastri Nagar UGR_Zone | Kirloskar Brother Ltd | Mechanical | Valve | Valve | NA | Non-Critical | Chandrashekar_SV_13 | - | - | 0 | - | Active | - | - | - | -
1238 | DJB_Package 02 | New Rajender Nagar R Block_Zone | Havells | Electrical | LT Motors | change over Switch | NA | Non-Critical | Rajender R Block_ CS_10 | - | - | 0 | - | In-Active | not in command area | - | - | -
1239 | DJB_Package 02 | Shastri Nagar UGR_Zone | Kirloskar Brother Ltd | Mechanical | NRV | NRV | NA | Non-Critical | Shehzadabagh_NRV_24 | - | - | 0 | - | Active | - | - | - | -
1240 | DJB_Package 02 | Patel Road Online BPS_Zone | Havells | Electrical | LT Panel | change over Switch | NA | Non-Critical | Shiv Chowck_Main Fuse_06 | - | - | 0 | - | Active | - | - | - | -
1241 | DJB_Package 02 | New Rajender Nagar R Block_Zone | Kirloskar Brother Ltd | Electrical | LT Motors | Booster Pump | NA | Non-Critical | Rajender R Block_ BP_06 | - | - | 0 | - | Active | - | 1 | - | -
1242 | DJB_Package 02 | Naraina D.Cantt UGR_Zone | NA | Electrical | LT Motors | Booster Pump | NA | Non-Critical | Brar Squar_ BP_01 | - | - | 0 | - | Active | - | 1 | 1 | -
1243 | DJB_Package 02 | Patel Road Online BPS_Zone | Kirloskar Brother Ltd | Electrical | LT Motors | Booster Pump | UP 100/36 | Non-Critical | Gali No:2_Bud Mandir_BP_01 | - | - | 0 | - | Active | - | 1 | 1 | -
1244 | DJB_Package 02 | New Rajender Nagar R Block_Zone | NA | Instrument | Flow Meter | Flow Meter | NA | Non-Critical | Rajender R Block_ FM_28 | - | - | 0 | - | Active | - | 2 | - | -
1245 | DJB_Package 02 | Shastri Nagar UGR_Zone | NA | Electrical | LT Panel | Kit Kat Fuse | NA | Non-Critical | Shehzadabagh_Main Fuse_01 | - | - | 0 | - | Active | - | - | - | -
1246 | DJB_Package 02 | Patel Road Online BPS_Zone | Kirloskar Brother Ltd | Mechanical | Valve | Valve | NA | Non-Critical | Patel Road_Baljeet Nagar_DV_115 | - | - | 0 | - | Active | - | - | - | -
1247 | DJB_Package 02 | Naraina D.Cantt UGR_Zone | NA | Electrical | LT Panel | APFC Panel | NA | Non-Critical | Indur 2nd_PF_07 | - | - | 0 | - | Active | - | 1 | - | -
1248 | DJB_Package 02 | Shastri Nagar UGR_Zone | - | Electrical | LT Panel | Air Circuit Breaker | NA | Non-Critical | Shashtri Nagar_ACB_05 | - | - | 0 | - | Active | - | - | - | -
1249 | DJB_Package 02 | Patel Road Online BPS_Zone | - | Electrical | LT Panel | Air Circuit Breaker | NA | Non-Critical | Patel Road_ACB_08 | - | - | 0 | - | Active | - | - | - | -
1250 | DJB_Package 02 | Patel Road Online BPS_Zone | NA | Electrical | LT Motors | Submersible Pump | NA | Non-Critical | Pandav Nagar_DDA_SP_07 | - | - | 0 | - | Active | - | - | - | -
1251 | DJB_Package 02 | Shastri Nagar UGR_Zone | Kirloskar Brother Ltd | Mechanical | Valve | Valve | NA | Non-Critical | Shashtri Nagar_DV_43 | - | - | 0 | - | Active | - | - | - | -
1252 | DJB_Package 02 | Patel Road Online BPS_Zone | Kirloskar Brother Ltd | Electrical | LT Motors | Booster Pump | UP 150/38A | Non-Critical | Gali No:6_Prem Nagar_BP_01 | - | - | 0 | - | Active | - | 1 | 1 | -
1253 | DJB_Package 02 | Shastri Nagar UGR_Zone | NA | Electrical | LT Panel | LRRS | NA | Non-Critical | Shashtri Nagar_LRRS_13 | - | - | 0 | - | Active | - | - | - | -
1254 | DJB_Package 02 | Patel Road Online BPS_Zone | NA | Instrument | Flow Meter | Flow Meter | NA | Non-Critical | New Faridpuri_FM_41 | - | - | 0 | - | Active | - | 2 | - | -
1255 | DJB_Package 02 | Thansingh Nagar UGR_Zone | NA | Electrical | LT Motors | Dewatering Pump | NA | Non-Critical | Thansingh Nagar_DP_09 | - | - | 0 | - | Active | - | - | - | -
1256 | DJB_Package 02 | Patel Road Online BPS_Zone | Kirloskar Brother Ltd | Mechanical | Valve | Valve | NA | Non-Critical | Patel Road_Baljeet Nagar_DV_120 | - | - | 0 | - | Active | - | - | - | -
1257 | DJB_Package 02 | Patel Road Online BPS_Zone | Havells | Electrical | LT Panel | change over Switch | NA | Non-Critical | Durgapark_CS_05 | - | - | 0 | - | Active | - | - | - | -
1258 | DJB_Package 02 | Shastri Nagar UGR_Zone | Kirloskar Brother Ltd | Mechanical | Valve | Valve | NA | Non-Critical | Chandrashekar_DV_17 | - | - | 0 | - | Active | - | - | - | -
1259 | DJB_Package 02 | Patel Road Online BPS_Zone | NA | Mechanical | Valve | Valve | NA | Non-Critical | Shadipur_OV_14 | - | - | 0 | - | Active | - | - | - | -
1260 | DJB_Package 02 | Shastri Nagar UGR_Zone | CG | Electrical | LT Motors | Booster Pump | NA | Non-Critical | Vivekanandpuri_BP_06 | - | - | 0 | - | Active | - | 1 | 1 | -
1261 | DJB_Package 02 | Shastri Nagar UGR_Zone | NA | Electrical | LT Motors | Dewatering Pump | NA | Non-Critical | Shashtri Nagar_DP_28 | - | - | 0 | - | Active | - | - | - | -
1262 | DJB_Package 02 | Shastri Nagar UGR_Zone | Kirloskar Brother Ltd | Mechanical | Valve | Valve | NA | Non-Critical | Dayabasti_DV_08 | - | - | 0 | - | Active | - | - | - | -
1263 | DJB_Package 02 | Patel Road Online BPS_Zone | KSB | Mechanical | Valve | Valve | NA | Non-Critical | Old Faridpuri_NRV_18 | - | - | 0 | - | Active | - | - | - | -
1264 | DJB_Package 02 | Patel Road Online BPS_Zone | KBL | Mechanical | Valve | Valve | NA | Non-Critical | Khanna_Market_SV_13 | - | - | 0 | - | Active | - | - | - | -
1265 | DJB_Package 02 | Shastri Nagar UGR_Zone | Kirloskar Brother Ltd | Mechanical | Valve | Valve | NA | Non-Critical | DDA Flat Gulabibagh_SV_12 | - | - | 0 | - | Active | - | - | - | -
1266 | DJB_Package 02 | Shastri Nagar UGR_Zone | Kirloskar Brother Ltd | Mechanical | NRV | NRV | NA | Non-Critical | Sarai Basti_NRV_22 | - | - | 0 | - | Active | - | - | - | -
1267 | DJB_Package 02 | Shastri Nagar UGR_Zone | NA | Electrical | LT Panel | Pump Feeder Panel | NA | Non-Critical | Chandrashekar_Pump Feeder_04 | - | - | 0 | - | Active | - | - | - | -
1268 | DJB_Package 03 | CHANDRAWAL WTP | Kirloskar | Mechanical | SLUICE VALVE | UGR INLET VALVE-02 | NA | Non-Critical | RIDGE ROAD_UGR_SV-02_5 | - | - | 0 | - | Active | - | - | - | -
1269 | DJB_Package 03 | CHANDRAWAL WTP | BAJAJ | Electrical | FAN | WALL FAN-2 | NA | Non-Critical | IDGAH_ OLD_W-FAN_02_35 | - | - | 0 | - | Active | - | - | - | -
1270 | DJB_Package 03 | CHANDRAWAL WTP | KROHEN | Instrument | Flow Meter | INLET -01 ELECTRO MAGNETIC FLOW METER- 01 | NA | Non-Critical | RAJENDRA NAGAR_BPS_IN_01_EMF_1_25 | - | - | 0 | - | Active | - | - | - | -
1271 | DJB_Package 03 | WAZIRABAD WTP | Havells | Electrical | LT | SWITCH FUSE UNIT | NA | Non-Critical | MALL APARTMENT_LT_SWITCH FUSE UNIT_1_6 | - | - | 0 | - | Active | - | - | - | -
1272 | DJB_Package 03 | CHANDRAWAL WTP | NA | Electrical | EOT | EOT CRANE | NA | Non-Critical | IDGAH_OLD_EOT_01_40 | - | - | 0 | - | Active | - | - | - | -
1273 | DJB_Package 03 | CHANDRAWAL WTP | NA | Instrument | PRESSURE GAUGE | PRESSURE GAUGE-04 | NA | Non-Critical | NEW RAJENDRA NAGAR_OLD_BP-04_PG-04_38 | - | - | 0 | - | Active | - | - | - | -
1274 | DJB_Package 03 | CHANDRAWAL WTP | Kirloskar | Mechanical | BOOSTER PUMP | BOOSTER PUMP- 02 | NA | Non-Critical | SARAI_KHALIL_BP-02_10 | - | - | 0 | - | Active | - | - | - | -
1275 | DJB_Package 03 | BHIKAJI CAMA PALACE BPS | L&T | Electrical | LT | DOL STARTER-2 | NA | Non-Critical | BHIKAJI_CAMA_DOL STARTER_02_5 | - | - | 0 | - | Active | - | - | - | -
1276 | DJB_Package 03 | CHANDRAWAL WTP | HPL | Electrical | LT | STAR DELTA STARTER-3 | NA | Non-Critical | PAHARI_DHIRAJ_NEW_BP-03_S/D_03_10 | - | - | 0 | - | Active | - | - | - | -
1277 | DJB_Package 03 | CHANDRAWAL WTP | Advance | Electrical | LT | BOOSTER PUMP-02 LRS | NA | Non-Critical | JHANDEWALAN_OLD_LRS_02_12 | - | - | 0 | - | Active | - | - | - | -
1278 | DJB_Package 03 | CHANDRAWAL WTP | BAJAJ | Electrical | FAN | CEILING FAN-1 | NA | Non-Critical | IDGAH_OLD_C-FAN_01_38 | - | - | 0 | - | Active | - | - | - | -
1279 | DJB_Package 03 | CHANDRAWAL WTP | Kirloskar | Mechanical | NRV | NRV-1 | NA | Non-Critical | R K PURAM_SEC-7_BP-01_NRV_01_28 | - | - | 0 | - | Active | - | - | - | -
1280 | DJB_Package 03 | CHANDRAWAL WTP | IVC | Mechanical | SLUICE VALVE | DISCHARGE SLUICE VALVE-6 | NA | Non-Critical | PAHARI_DHIRAJ_NEW_DV_06_37 | - | - | 0 | - | Active | - | - | - | -
1281 | DJB_Package 03 | CHANDRAWAL WTP | - | CIVIL | - | PUMP HOUSE-01 | PUMP HOUSE-01 | Non-Critical | JHANDEWALAN_PUMPHOUSE_01_152 | - | - | 0 | - | Active | - | - | - | -
1282 | DJB_Package 03 | CHANDRAWAL WTP | - | CIVIL | - | BOUNDARY | BPS BOUNDARY | Non-Critical | RAMJAS_BPS_BOUNDARY_24 | - | - | 0 | - | Active | - | - | - | -
1283 | DJB_Package 03 | CHANDRAWAL WTP | - | CIVIL | - | ROOMS-01 | STAFF ROOM-01 | Non-Critical | JHANDEWALAN_STAFF ROOM_01_154 | - | - | 0 | - | Active | - | - | - | -
1284 | DJB_Package 03 | CHANDRAWAL WTP | CROMPTON | Electrical | FAN | WALL MOUNTED FAN | NA | Non-Critical | JHANDEWALAN_OLD_WFAN__53 | - | - | 0 | - | Active | - | - | - | -
1285 | DJB_Package 03 | CHANDRAWAL WTP | Kirloskar | Mechanical | SLUICE VALVE | DISCHARGE SLUICE VALVE-3 | NA | Non-Critical | R K PURAM_SEC-7_BP-03_DV-03_24 | - | - | 0 | - | Active | - | - | - | -
1286 | DJB_Package 03 | CHANDRAWAL WTP | AVON CONTROL | Electrical | LT | STAR DELTA STARTER-2 | NA | Non-Critical | R K PURAM_SEC-7_ BP-02_SDS_02_03 | - | - | 0 | - | Active | - | - | - | -
1287 | DJB_Package 03 | CHANDRAWAL WTP | NA | INSTRUMENTATION | PRESSURE TRANSMITTER | PRESSURE TRANSMITTER | NA | Non-Critical | JHANDEWALAN_OLD_BP_5_PT_144 | - | - | 0 | - | Active | - | - | - | -
1288 | DJB_Package 03 | CHANDRAWAL WTP | NA | Electrical | LT | APFC | EPCOS,BR-6000 | Non-Critical | OLD RAJENDRA NAGAR_APFC_1_8 | - | - | 0 | - | Active | - | - | - | -
1289 | DJB_Package 03 | WAZIRABAD WTP | NA | Mechanical | TUBEWELL | TUBEWELL | NA | Non-Critical | SANGAM PARK_TUBEWELL_23 | - | - | 0 | - | Active | - | - | - | -
1290 | DJB_Package 03 | WAZIRABAD WTP | L&T | Electrical | LT | change over Switch | NA | Non-Critical | PREM KUNJ_CHANGE OVER_2_4 | - | - | 0 | - | Active | - | - | - | -
1291 | DJB_Package 03 | WAZIRABAD WTP | L&T | Electrical | STAR DELTA STARTER | STAR DELTA STARTER-1 | NA | Non-Critical | VIJAY NAGAR_OLB_1_S/D_BP-01_5 | - | - | 0 | - | Active | - | - | - | -
1292 | DJB_Package 03 | CHANDRAWAL WTP | Kirloskar | Mechanical | LT | SUBMERSIBLE PUMP-2 | NA | Non-Critical | PAHARI_DHIRAJ_NEW_SUBM_PUMP_02_22 | - | - | 0 | - | Active | - | - | - | -
1293 | DJB_Package 03 | WAZIRABAD WTP | Kirloskar | Mechanical | SLUICE VALVE | SUCTION SLUICE VALVE-02 | NA | Non-Critical | DDA FLAT KALYAN VIHAR_BPS_2_SV_2_BP-02_17 | - | - | 0 | - | Active | - | - | - | -
1294 | DJB_Package 03 | CHANDRAWAL WTP | BENTAX | Electrical | LT | DOL STARTER-1 | NA | Non-Critical | R K PURAM_SEC-1_DW-01_DOL-01_06 | - | - | 0 | - | Active | - | - | - | -
1295 | DJB_Package 03 | WAZIRABAD WTP | Kirloskar | Mechanical | SLUICE VALVE | UGR SUCTION VALVE | NA | Non-Critical | SANGAM PARK_UGR_SUCTION_SV_BP-2_13 | - | - | 0 | - | Active | - | - | - | -
1296 | DJB_Package 03 | CHANDRAWAL WTP | Kirloskar | Mechanical | BOOSTER PUMP | BOOSTER PUMP-1 | NA | Non-Critical | IDGAH_NEW_BP-01_64 | - | - | 0 | - | Active | - | - | - | -
1297 | DJB_Package 03 | CHANDRAWAL WTP | L&T | Electrical | LT | 4 POLE CHANGEOVER-02 | NA | Non-Critical | MOTI_BAGH_CO_BP-02_08 | - | - | 0 | - | Active | - | - | - | -
1298 | DJB_Package 03 | CHANDRAWAL WTP | UPADHAYA | Mechanical | NRV | NRV-1 | NA | Non-Critical | PAHARI_DHIRAJ_OLD_BP-01_NRV_01_65 | - | - | 0 | - | Active | - | - | - | -
1299 | DJB_Package 03 | CHANDRAWAL WTP | SKOPE | Mechanical | SLUICE VALVE | SUCTION SLUICE VALVE-03 | NA | Non-Critical | SLAUGHTER_HOUSE_SV_03_15 | - | - | 0 | - | Active | - | - | - | -
1300 | DJB_Package 03 | CHANDRAWAL WTP | NA | INSTRUMENTATION | LEVEL GUAGE | MANUAL LEVEL INDICATOR COMPARTMENT-1 | NA | Non-Critical | HASANPUR_ UGR_ LG_01_21 | - | - | 0 | - | Active | - | - | - | -
1301 | DJB_Package 03 | CHANDRAWAL WTP | L&T | Electrical | LT | Main MCCB | NA | Non-Critical | R K PURAM_SEC-4_NEW_MAIN_MCCB_01_01 | - | - | 0 | - | Active | - | - | - | -
1302 | DJB_Package 03 | CHANDRAWAL WTP | Kirloskar | Mechanical | NRV | NRV-3 | NA | Non-Critical | R K PURAM_SEC-7_BP-03_NRV_03_30 | - | - | 0 | - | Active | - | - | - | -
1303 | DJB_Package 03 | CHANDRAWAL WTP | L&T | Electrical | LT | STAR DELTA STARTER-1 | NA | Non-Critical | R K PURAM_SEC-4_NEW_BP-01_S/D_01_03 | - | - | 0 | - | Active | - | - | - | -
1304 | DJB_Package 03 | CHANDRAWAL WTP | Havells | Electrical | LT | Main MCCB | NA | Non-Critical | SHEESH MAHAL OLB_LT_MAIN MCCB_2 | - | - | 0 | - | Active | - | - | - | -
1305 | DJB_Package 03 | CHANDRAWAL WTP | NA | Electrical | LT | FUSE | NA | Non-Critical | RAJENDRA PARK_OLB_LT_FUSE_1_1 | - | - | 0 | - | Active | - | - | - | -
1306 | DJB_Package 03 | CHANDRAWAL WTP | IVC | Mechanical | NRV | NRV- 4 | NA | Non-Critical | PAHARI_DHIRAJ_NEW_NRV_04_41 | - | - | 0 | - | Active | - | - | - | -
1307 | DJB_Package 03 | CHANDRAWAL WTP | - | CIVIL | - | PUMP HOUSE ROOM-1 | NA | Non-Critical | DARYAI NALA_OLD _PH-01_35 | - | - | 0 | - | Active | - | - | - | -
1308 | DJB_Package 03 | CHANDRAWAL WTP | PROCESS | INSTRUMENTATION | ULTRASONIC LEVEL TRANSMITTER | ULTRASONIC LEVEL TRANSMITTER | NA | Non-Critical | PALAM_UGR_ULT_01_25 | - | - | 0 | - | Active | - | - | - | -
1309 | DJB_Package 03 | CHANDRAWAL WTP | SKOPE | Mechanical | NRV | NRV-01 | NA | Non-Critical | SLAUGHTER_HOUSE_BP-01_NRV_01_18 | - | - | 0 | - | Active | - | - | - | -
1310 | DJB_Package 03 | CHANDRAWAL WTP | NA | Mechanical | SLUICE VALVE | SUCTION SLUICE VALVE-1 | NA | Non-Critical | SHEESH MAHAL OLB_BP-01_ SV_1_11 | - | - | 0 | - | Active | - | - | - | -
1311 | DJB_Package 03 | CHANDRAWAL WTP | NA | Mechanical | BOOSTER PUMP | BOOSTER PUMP-1 | NA | Non-Critical | KISHAN GANJ OLB_BP-1_8 | - | - | 0 | - | Active | - | - | - | -
1312 | DJB_Package 03 | CHANDRAWAL WTP | Kirloskar | Mechanical | BOOSTER PUMP | BOOSTER PUMP-01 | NA | Non-Critical | NEW RAJENDRA NAGAR_OLD_BP-01_8 | - | - | 0 | - | Active | - | - | - | -
1313 | DJB_Package 03 | WAZIRABAD WTP | SCHNEIDER | Electrical | LT | MCCB | NA | Non-Critical | SARVODAYA KANYA VIDYALAYA_LT_MCCB_1_3 | - | - | 0 | - | Active | - | - | - | -
1314 | DJB_Package 03 | CHANDRAWAL WTP | NA | Mechanical | NRV | NRV-2 | NA | Non-Critical | KISHANGANJ OLB_BP-02_NRV_2_16 | - | - | 0 | - | Active | - | - | - | -
1315 | DJB_Package 03 | CHANDRAWAL WTP | Kirloskar | Mechanical | SLUICE VALVE | BP-1 DISCHARGE DV-7 | NA | Non-Critical | DARYAI NALA_OLD BP_2_DV_2_27 | - | - | 0 | - | Active | - | - | - | -
1316 | DJB_Package 03 | CHANDRAWAL WTP | SKOPE | Mechanical | NRV | NRV-02 | NA | Non-Critical | SLAUGHTER_HOUSE_BP-02_NRV_02_19 | - | - | 0 | - | Active | - | - | - | -
1317 | DJB_Package 03 | CHANDRAWAL WTP | NA | Mechanical | HOT | HOT Crane | NA | Non-Critical | R K PURAM_SEC-4_NEW_ HOT_01_27 | - | - | 0 | - | Active | - | - | - | -
1318 | DJB_Package 03 | CHANDRAWAL WTP | NA | INSTRUMENTATION | PRESSURE TRANSMITTER | PRESSURE TRANSMITTER | NA | Non-Critical | TAIL MILL_ROAD_PT_01_17 | - | - | 0 | - | Active | - | - | - | -
1319 | DJB_Package 03 | CHANDRAWAL WTP | IVC | Mechanical | SLUICE VALVE | SUCTION SLUICE VALVE-1 | NA | Non-Critical | PAHARI_DHIRAJ_NEW_SV_01_26 | - | - | 0 | - | Active | - | - | - | -
1320 | DJB_Package 03 | CHANDRAWAL WTP | Kiloskar | Mechanical | SLUICE VALVE | SUCTION SLUICE VALVE-1 | NA | Non-Critical | R K PURAM_SEC-4_NEW_ BP-01_SV_01_17 | - | - | 0 | - | Active | - | - | - | -
1321 | DJB_Package 03 | CHANDRAWAL WTP | Kirloskar | Mechanical | SLUICE VALVE | UGR DISCHARGE VALVE-04 | NA | Non-Critical | TALKATORA_UGR_DV-1_11 | - | - | 0 | - | Active | - | - | - | -
1322 | DJB_Package 03 | WAZIRABAD WTP | NA | Instrument | ULTRASONIC LEVEL TRANSMITTER | ULTRASONIC LEVEL TRANSMITTER | NA | Non-Critical | DDA FLAT KALYAN VIHAR BPS_ULT_22 | - | - | 0 | - | Active | - | - | - | -
1323 | DJB_Package 03 | CHANDRAWAL WTP | NA | INSTRUMENTATION | FLOW METER | INLET ELECTROMAGNETIC FLOWMETER-1 | NA | Non-Critical | HASANPUR_UGR_EMF_INLET_01_25 | - | - | 0 | - | Active | - | - | - | -
1324 | DJB_Package 03 | CHANDRAWAL WTP | NA | INSTRUMENATION | ELECTROMAGNETIC FLOW METER | ELECTROMAGNETIC FLOW METER-02 | NA | Non-Critical | RK PURAM SEC-7_BPS_OUTLET_EMF_02_35 | - | - | 0 | - | Active | - | - | - | -
1325 | DJB_Package 03 | CHANDRAWAL WTP | L&T | Electrical | LT | MAIN MCCB-5 | NA | Non-Critical | IDGAH_OLD _MCCB_05_18 | - | - | 0 | - | Active | - | - | - | -
1326 | DJB_Package 03 | CHANDRAWAL WTP | L&T | Electrical | LT | 4 POLE CHANGEOVER | NA | Non-Critical | R K PURAM_SEC-4_OLD_CHANGEOVER_01_33 | - | - | 0 | - | Active | - | - | - | -
1327 | DJB_Package 03 | CHANDRAWAL WTP | Advance | Electrical | LT | OIL IMMERSED STAR DELTA STARTER-02 | NA | Non-Critical | NEW RAJENDRA NAGAR_OLD_BP-02_ OIL IMMERSED S/D-2_4 | - | - | 0 | - | Active | - | - | - | -
1328 | DJB_Package 03 | CHANDRAWAL WTP | KSB | Mechanical | SLUICE VALVE | BP-1 SUCTION SV-1 | NA | Non-Critical | MILITARY ROAD OLB_BP-01_SV_1_07 | - | - | 0 | - | Active | - | - | - | -
1329 | DJB_Package 03 | CHANDRAWAL WTP | SKOPE | Mechanical | SLUICE VALVE | DISCHARGE SLUICE VALVE-01 | NA | Non-Critical | HINDURAO_BP-01_DV_1_15 | - | - | 0 | - | Active | - | - | - | -
1330 | DJB_Package 03 | CHANDRAWAL WTP | CM/L | Mechanical | SLUICE VALVE | SUCTION SLUICE VALVE-2 | NA | Non-Critical | AMARPURI_BP-02_SV_02_9 | - | - | 0 | - | Active | - | - | - | -
1331 | DJB_Package 03 | CHANDRAWAL WTP | NA | Electrical | LT | APFC PANEL_01 | NA | Non-Critical | MOTI_BAGH_APFC_BP-01_09 | - | - | 0 | - | Active | - | - | - | -
1332 | DJB_Package 03 | CHANDRAWAL WTP | AVON CONTROL | Electrical | LT | 4 POLE CHANGEOVER | NA | Non-Critical | R K PURAM_SEC-7_CHANGEOVER_01_07 | - | - | 0 | - | Active | - | - | - | -
1333 | DJB_Package 03 | CHANDRAWAL WTP | KSB | Mechanical | BOOSTER PUMP | BOOSTER PUMP-01 | NA | Non-Critical | RAMJAS_BP-01_04 | - | - | 0 | - | Active | - | - | - | -
1334 | DJB_Package 03 | CHANDRAWAL WTP | Coromption Greaves | Electrical | FAN | WALL MOUNTED FAN | NA | Non-Critical | JHANDEWALAN_NEW_WFAN_04_115 | - | - | 0 | - | Active | - | - | - | -
1335 | DJB_Package 03 | CHANDRAWAL WTP | NA | Electrical | LT | DOL Starter | NA | Non-Critical | DDA SIDE ONE RAJENDRA NAGAR_CHARGING PUMP_DOL STARTER_1_8 | - | - | 0 | - | Active | - | - | - | -
1336 | DJB_Package 03 | CHANDRAWAL WTP | L&T | Electrical | LT | MCCB-3 | NA | Non-Critical | HASANPUR_ UGR_ MCCB_04_04 | - | - | 0 | - | Active | - | - | - | -
1337 | DJB_Package 03 | CHANDRAWAL WTP | NA | Mechanical | SLUICE VALVE | BP-2 DISCHARGE SLUICE VALVE-2 | NA | Non-Critical | ANARKALI_BP_2_DV-2_BP-02_10 | - | - | 0 | - | Active | - | - | - | -
1338 | DJB_Package 03 | CHANDRAWAL WTP | NA | INSTRUMENTATION | ELECTROMAGNETIC FLOW METER | ELECTROMAGNETIC FLOW METER-02 | NA | Non-Critical | PAHARI_DHIRAJ_OLD_EMF_02_76 | - | - | 0 | - | Active | - | - | - | -
1339 | DJB_Package 03 | CHANDRAWAL WTP | Kirloskar | Mechanical | NRV | NRV | NA | Non-Critical | OLD RAJENDRA NAGAR_BPS_2_NRV_1_21 | - | - | 0 | - | Active | - | - | - | -
1340 | DJB_Package 03 | CHANDRAWAL WTP | Kirloskar | Mechanical | SLUICE VALVE | DISCHARGE SLUICE VALVE | NA | Non-Critical | JHANDEWALAN_UGR_NDLS_DV_08_127 | - | - | 0 | - | Active | - | - | - | -
1341 | DJB_Package 03 | CHANDRAWAL WTP | Kirloskar | Mechanical | SLUICE VALVE | SUCTION SLUICE VALVE | NA | Non-Critical | JHANDEWALAN_OLD_BP_2_SV_02_28 | - | - | 0 | - | Active | - | - | - | -
1342 | DJB_Package 03 | WAZIRABAD WTP | Kirloskar | Mechanical | NRV | NRV | NA | Non-Critical | MALL APARTMENT_BP-03_NRV_3_32 | - | - | 0 | - | Active | - | - | - | -
1343 | DJB_Package 03 | CHANDRAWAL WTP | - | CIVIL | - | PUMP HOUSE | PUMP HOUSE ROOM | Non-Critical | TAIL MILL_ROAD_BP_01_23 | - | - | 0 | - | Active | - | - | - | -
1344 | DJB_Package 03 | CHANDRAWAL WTP | AVON CONTROL | Electrical | LT | STAR DELTA STARTER-1 | NA | Non-Critical | R K PURAM_SEC-7_ BP-01_SDS_01_02 | - | - | 0 | - | Active | - | - | - | -
1345 | DJB_Package 03 | CHANDRAWAL WTP | L&T | Electrical | LT | ACB PANEL-2 | NA | Non-Critical | IDGAH_OLD_ACB_02_09 | - | - | 0 | - | Active | - | - | - | -
1346 | DJB_Package 03 | CHANDRAWAL WTP | L&T | Electrical | LT | BP_03_STAR-DELTA STARTER-1 | NA | Non-Critical | MOTI_BAGH_S/D_BP-03_04 | - | - | 0 | - | Active | - | - | - | -
1347 | DJB_Package 03 | CHANDRAWAL WTP | - | CIVIL | - | BPS ROOM-1 | NA | Non-Critical | HINDURAO_BPS ROOM_1_35 | - | - | 0 | - | Active | - | - | - | -
1348 | DJB_Package 03 | WAZIRABAD WTP | IVC | Mechanical | SLUICE VALVE | DISCHARGE SLUICE VALVE | NA | Non-Critical | VIJAY NAGAR_OLB_2_DV_2_BP-02_12 | - | - | 0 | - | Active | - | - | - | -
1349 | DJB_Package 03 | CHANDRAWAL WTP | NA | INSTRUMENATION | ELECTROMAGENTIC FLOW METER | ELECTROMAGENTIC FLOW METER-02 | NA | Non-Critical | RK PURAM SEC-4_BPS_INLET_EMF_02_45 | - | - | 0 | - | Active | - | - | - | -
1350 | DJB_Package 03 | CHANDRAWAL WTP | - | CIVIL | - | UGR-1 | UGR | Non-Critical | RK PURAM SEC-7_UGR_01_36 | - | - | 0 | - | Active | - | - | - | -
1351 | DJB_Package 03 | CHANDRAWAL WTP | - | CIVIL | - | PUMP HOUSE BOUNDARY | PUMP HOUSE BOUNDARY | Non-Critical | TAIL MILL_ROAD_BOUNDARY_01_24 | - | - | 0 | - | Active | - | - | - | -
1352 | DJB_Package 03 | CHANDRAWAL WTP | KSB | Mechanical | NRV | NRV-02 | NA | Non-Critical | TAIL MILL_ROAD_BP-02_NRV_02_15 | - | - | 0 | - | Active | - | - | - | -
1353 | DJB_Package 03 | CHANDRAWAL WTP | Kirloskar | Mechanical | BOOSTER PUMP | DEWATERING PUMP-01 | NA | Non-Critical | R K PURAM_SEC-05_DW-01_12 | - | - | 0 | - | Active | - | - | - | -
1354 | DJB_Package 03 | CHANDRAWAL WTP | KSB | Electrical | LT | TRANSFORMER-2 | NA | Non-Critical | JHANDEWALAN_NEW_TRANS_02_59 | - | - | 0 | - | Active | - | - | - | -
1355 | DJB_Package 03 | CHANDRAWAL WTP | - | CIVIL | - | UGR | NA | Non-Critical | RIDGE ROAD_UGR_16 | - | - | 0 | - | Active | - | - | - | -
1356 | DJB_Package 03 | CHANDRAWAL WTP | Jyoti | Electrical | HT | HT PANEL-2 | NA | Non-Critical | JHANDEWALAN_OLD_HT_02_02 | - | - | 0 | - | Active | - | - | - | -
1357 | DJB_Package 03 | CHANDRAWAL WTP | NA | Electrical | LT | BOOSTER PUMP-01 ATS | NA | Non-Critical | JHANDEWALAN_OLD_ATS_01_11 | - | - | 0 | - | Active | - | - | - | -
1358 | DJB_Package 03 | CHANDRAWAL WTP | Kirloskar | Mechanical | NRV | NRV | NA | Non-Critical | OLD RAJENDRA NAGAR_BPS_1_NRV_1_20 | - | - | 0 | - | Active | - | - | - | -
1359 | DJB_Package 03 | CHANDRAWAL WTP | KHRONE | INSTRUMENTATION | ELECTROMAGNETIC FLOW METER | ELECTROMAGNETIC FLOW METER | NA | Non-Critical | RAMJAS_EMF_1_18 | - | - | 0 | - | Active | - | - | - | -
1360 | DJB_Package 03 | WAZIRABAD WTP | - | CIVIL | - | STORE ROOM | NA | Non-Critical | SANGAM PARK_ROOM_1_29 | - | - | 0 | - | Active | - | - | - | -
1361 | DJB_Package 03 | CHANDRAWAL WTP | Kiloskar | Mechanical | SLUICE VALVE | DISCHARGE SLUICE VALVE-3 | NA | Non-Critical | R K PURAM_SEC-4_NEW_BP-02_DV_03_22 | - | - | 0 | - | Active | - | - | - | -
1362 | DJB_Package 03 | CHANDRAWAL WTP | NA | INSTRUMENTATION | LEVEL GUAGE | MANUAL LEVEL INDICATOR COMPARTMENT-2 | NA | Non-Critical | HASANPUR_ UGR_ LG_02_22 | - | - | 0 | - | Active | - | - | - | -
1363 | DJB_Package 03 | CHANDRAWAL WTP | GURU | Mechanical | PRESSURE GUAGE | PRESSURE GUAGE-1 | NA | Non-Critical | SLAUGHTER_HOUSE_PG_01_20 | - | - | 0 | - | Active | - | - | - | -
1364 | DJB_Package 03 | WAZIRABAD WTP | Kirloskar | Mechanical | NRV | NRV | NA | Non-Critical | MALL APARTMENT_BP-01_NRV_1_30 | - | - | 0 | - | Active | - | - | - | -
1365 | DJB_Package 03 | CHANDRAWAL WTP | Kirloskar | Mechanical | NRV | BP-02 NRV-02 | NA | Non-Critical | DARYAI NALA_NEW BP_2_NRV_2_13 | - | - | 0 | - | Active | - | - | - | -
1366 | DJB_Package 03 | CHANDRAWAL WTP | NA | Instrument | PRESSURE GAUGE | PRESSURE GAUGE-02 | NA | Non-Critical | NEW RAJENDRA NAGAR_OLD_BP-02_PG-02_36 | - | - | 0 | - | Active | - | - | - | -
1367 | DJB_Package 03 | CHANDRAWAL WTP | Kirloskar | Mechanical | SLUICE VALVE | UGR BYPASS VALVE | NA | Non-Critical | TALKATORA UGR_UGR_BYPASS_SV_6 | - | - | 0 | - | Active | - | - | - | -
1368 | DJB_Package 03 | CHANDRAWAL WTP | KSB | Mechanical | SLUICE VALVE | SUCTION SLUICE VALVE | NA | Non-Critical | JHANDEWALAN_NEW_BP_7_SV_07_86 | - | - | 0 | - | Active | - | - | - | -
1369 | DJB_Package 03 | CHANDRAWAL WTP | Kirloskar | Mechanical | BOOSTER PUMP | BOOSTER PUMP-4 | NA | Non-Critical | PAHARI_DHIRAJ_NEW_BP-04_18 | - | - | 0 | - | Active | - | - | - | -
1370 | DJB_Package 03 | CHANDRAWAL WTP | Kirloskar | Mechanical | SLUICE VALVE | SUCTION SLUICE VALVE-02 | NA | Non-Critical | DDA SIDE ONE RAJENDRA NAGAR_BP-02_SV_2_16 | - | - | 0 | - | Active | - | - | - | -
1371 | DJB_Package 03 | CHANDRAWAL WTP | - | CIVIL | - | BOUNDARY | UGR BOUNDARY | Non-Critical | RK PURAM SEC-4_BPS BOUNDARY_01_53 | - | - | 0 | - | Active | - | - | - | -
1372 | DJB_Package 03 | CHANDRAWAL WTP | NA | Instrument | ELECTROMAGNETIC FLOW METER | ELECTROMAGNETIC FLOW METER-02 | NA | Non-Critical | TALKATORA UGR_OUTLET_EMF-02_25 | - | - | 0 | - | Active | - | - | - | -
1373 | DJB_Package 03 | CHANDRAWAL WTP | BAJAJ | Electrical | FAN | WALL FAN-3 | NA | Non-Critical | IDGAH_OLD_W-FAN_03_36 | - | - | 0 | - | Active | - | - | - | -
1374 | DJB_Package 03 | CHANDRAWAL WTP | BAJAJ | Electrical | FAN | CEILING FAN | NA | Non-Critical | R K PURAM_SEC-1_FAN_01_10 | - | - | 0 | - | Active | - | - | - | -
1375 | DJB_Package 03 | CHANDRAWAL WTP | - | CIVIL | - | TOILET | TOILET | Non-Critical | IDGAH_BPS_TOILET_01_88 | - | - | 0 | - | Active | - | - | - | -
1376 | DJB_Package 03 | CHANDRAWAL WTP | L&T | Electrical | LT | 4 POLE CHANGEOVER | NA | Non-Critical | R K PURAM_SEC-1_CHANGEOVER-01_08 | - | - | 0 | - | Active | - | - | - | -
1377 | DJB_Package 03 | CHANDRAWAL WTP | NA | Mechanical | SLUICE VALVE | DISCHARGE SLUICE VALVE-2 | NA | Non-Critical | GALI BARNA OLB_BP-1_ DV_2_6 | - | - | 0 | - | Active | - | - | - | -
1378 | DJB_Package 03 | CHANDRAWAL WTP | Kirloskar | Mechanical | SLUICE VALVE | BP-1 DISCHARGE DV-2 | NA | Non-Critical | DARYAI NALA_NEW BP_2 DISCHARGE DV_2_11 | - | - | 0 | - | Active | - | - | - | -
1379 | DJB_Package 03 | CHANDRAWAL WTP | Kirloskar | Mechanical | DISCHARGE VALVE | DISCHARGE SLUICE VALVE | NA | Non-Critical | JHANDEWALAN_OLD_BP_7_DV_07_47 | - | - | 0 | - | Active | - | - | - | -
1380 | DJB_Package 03 | CHANDRAWAL WTP | Havells | Electrical | LT | 4 POLE CHANGEOVER | NA | Non-Critical | SARAI_KHALIL_CHANGEOVER_01_08 | - | - | 0 | - | Active | - | - | - | -
1381 | DJB_Package 03 | CHANDRAWAL WTP | Advance | Electrical | LT | LT PANEL INCOMMER_1 OCB | NA | Non-Critical | JHANDEWALAN_NEW_LT_01_63 | - | - | 0 | - | Active | - | - | - | -
1382 | DJB_Package 03 | CHANDRAWAL WTP | Kirloskar | Mechanical | SLUICE VALVE | DISCHARGE SLUICE VALVE | NA | Non-Critical | JHANDEWALAN_UGR_JYOTI ROAD_SUPPLY_DV_03_122 | - | - | 0 | - | Active | - | - | - | -
1383 | DJB_Package 03 | CHANDRAWAL WTP | Kirloskar | Mechanical | SLUICE VALVE | UGR DISCHARGE VALVE-12 | NA | Non-Critical | TALKATORA_UGR_DV-3_19 | - | - | 0 | - | Active | - | - | - | -
1384 | DJB_Package 03 | WAZIRABAD WTP | GURU | Instrument | PRESSURE GAUGE | PRESSURE GAUGE | NA | Non-Critical | SARVODAYA KANYA VIDYALAYA_BP-02_PG_16 | - | - | 0 | - | Active | - | - | - | -
1385 | DJB_Package 03 | CHANDRAWAL WTP | - | CIVIL | - | STORE ROOM | NA | Non-Critical | DARYAI NALA _STORE ROOM-37 | - | - | 0 | - | Active | - | - | - | -
1386 | DJB_Package 03 | WAZIRABAD WTP | NA | Instrument | PRESSURE GAUGE | PRESSURE GAUGE | NA | Non-Critical | SANGAM PARK_PG_25 | - | - | 0 | - | Active | - | - | - | -
1387 | DJB_Package 03 | CHANDRAWAL WTP | NA | Mechanical | NRV | NRV - 2 | NA | Non-Critical | SATYA_NIKETAN_ BP-02_NRV_02_26 | - | - | 0 | - | Active | - | - | - | -
1388 | DJB_Package 03 | CHANDRAWAL WTP | IVC | Mechanical | SLUICE VALVE | SUCTION SLUICE VALVE-3 | NA | Non-Critical | PAHARI_DHIRAJ_NEW_SV_03_28 | - | - | 0 | - | Active | - | - | - | -
1389 | DJB_Package 03 | WAZIRABAD WTP | Kirloskar | Mechanical | NRV | NRV | NA | Non-Critical | MALL APARTMENT_BP-02_NRV_2_31 | - | - | 0 | - | Active | - | - | - | -
1390 | DJB_Package 03 | CHANDRAWAL WTP | Havells | Electrical | LT | SWITCH FUSE UNIT | NA | Non-Critical | KISHANGANJ OLB_LT_SWITCH FUSE UNIT_6 | - | - | 0 | - | Active | - | - | - | -
1391 | DJB_Package 03 | CHANDRAWAL WTP | HPL | Electrical | LT | ATS STARTER-3 | NA | Non-Critical | PAHARI_DHIRAJ_OLD_BP-03_ATS_03_51 | - | - | 0 | - | Active | - | - | - | -
1392 | DJB_Package 03 | CHANDRAWAL WTP | KAPIL | Electrical | LT | OIL STARTER (DOL) | NA | Non-Critical | KISHAN GANJ OLB_LT_OIL STARTER DOL_BP-01_3 | - | - | 0 | - | Active | - | - | - | -
1393 | DJB_Package 03 | CHANDRAWAL WTP | AVON CONTROLS | Electrical | LT | ACB | NA | Non-Critical | PAHARI_DHIRAJ_OLD_ACB_01_43 | - | - | 0 | - | Active | - | - | - | -
1394 | DJB_Package 03 | WAZIRABAD WTP | L&T | Electrical | LT | STAR DELTA STARTER-01 | NA | Non-Critical | BOULEVARD ROAD_BP-01_S/D-01_4 | - | - | 0 | - | Active | - | - | - | -
1395 | DJB_Package 03 | CHANDRAWAL WTP | Kirloskar | Mechanical | SLUICE VALVE | BP-1 DISCHARGE DV-1 | NA | Non-Critical | DARYAI NALA_NEW BP_1_DV_1_10 | - | - | 0 | - | Active | - | - | - | -
1396 | DJB_Package 03 | CHANDRAWAL WTP | L&T | Electrical | LT | MCCB-02 | NA | Non-Critical | PALAM_UGR_MCCB_02_02 | - | - | 0 | - | Active | - | - | - | -
1397 | DJB_Package 03 | CHANDRAWAL WTP | PROCESS | INSTRUMENTATION | PRESSURE TRANSMITTER | PRESSURE TRANSMITTER-02 | NA | Non-Critical | PAHARI_DHIRAJ_OLD_PT_02_74 | - | - | 0 | - | Active | - | - | - | -
1398 | DJB_Package 03 | CHANDRAWAL WTP | ABB | Mechanical | BOOSTER PUMP | BOOSTER PUMP-01 | NA | Non-Critical | TAIL MILL_ROAD_BP-01_07 | - | - | 0 | - | Active | - | - | - | -
1399 | DJB_Package 03 | WAZIRABAD WTP | Kirloskar | Mechanical | SLUICE VALVE | UGR INLET SUCTION VALVE | NA | Non-Critical | BOULEVARD ROAD_UGR INLET_1_SUCTION_SV_1_8 | - | - | 0 | - | Active | - | - | - | -
1400 | DJB_Package 03 | CHANDRAWAL WTP | WILO | Mechanical | BOOSTER PUMP | BOOSTER PUMP-2 | NA | Non-Critical | OLD RAJENDRA NAGAR_BPS_2_12 | - | - | 0 | - | Active | - | - | - | -
1401 | DJB_Package 03 | CHANDRAWAL WTP | NA | Mechanical | SLUICE VALVE | UGR FEED VALTE | NA | Non-Critical | CYCLE MARKET_FV_UGR_11 | - | - | 0 | - | Active | - | - | - | -
1402 | DJB_Package 03 | CHANDRAWAL WTP | - | CIVIL | - | TOILET | TOILET | Non-Critical | PAHARI_DHIRAJ_TOILET_01_78 | - | - | 0 | - | Active | - | - | - | -
1403 | DJB_Package 03 | WAZIRABAD WTP | SKOPE | Mechanical | SLUICE VALVE | DISCHARGE SLUICE VALVE-02 | NA | Non-Critical | MAJNU KA TILLA_BP-02_DV_2_11 | - | - | 0 | - | Active | - | - | - | -
1404 | DJB_Package 03 | CHANDRAWAL WTP | - | CIVIL | - | OVER HEAD TANK | OVER HEAD TANK | Non-Critical | RAMJAS_OHT_1_21 | - | - | 0 | - | Active | - | - | - | -
1405 | DJB_Package 03 | CHANDRAWAL WTP | Kirloskar | Mechanical | SLUICE VALVE | SUCTION SLUICE VALVE | NA | Non-Critical | JHANDEWALAN_OLD_BP_1_SV_01_27 | - | - | 0 | - | Active | - | - | - | -
1406 | DJB_Package 03 | CHANDRAWAL WTP | - | CIVIL | - | PUMP HOUSE BOUNDARY | PUMP HOUSE BOUNDARY | Non-Critical | SARAI_KHALIL_PH_BOUNDARY_01_26 | - | - | 0 | - | Active | - | - | - | -
1407 | DJB_Package 03 | CHANDRAWAL WTP | L&T | Electrical | LT | STAR DELTA STARTER-02 | NA | Non-Critical | R K PURAM_SEC-1_BP-02_S/D-02_04 | - | - | 0 | - | Active | - | - | - | -
1408 | DJB_Package 03 | CHANDRAWAL WTP | NA | Instrument | Flow Meter | INLET -02 ELECTRO MAGNETIC FLOW METER-01 | NA | Non-Critical | RAJENDRA NAGAR_BPS_IN_02_EMF_1_26 | - | - | 0 | - | Active | - | - | - | -
1409 | DJB_Package 03 | CHANDRAWAL WTP | Kirloskar | Mechanical | BOOSTER PUMP | BOOSTER PUMP-02 | NA | Non-Critical | NEW RAJENDRA NAGAR_OLD_BP-02_9 | - | - | 0 | - | Active | - | - | - | -
1410 | DJB_Package 03 | WAZIRABAD WTP | ARIHANT | Instrument | ULTRASONIC LEVEL TRANSMITTER | ULT | NA | Non-Critical | SANGAM PARK_ULT_24 | - | - | 0 | - | Active | - | - | - | -
1411 | DJB_Package 03 | CHANDRAWAL WTP | NA | INSTRUMENTATION | ELECTROMAGNETIC FLOW METER | ELECTROMAGNETIC FLOW METER- 02 | NA | Non-Critical | SATYA NIKETAN_BPS_OUTLET_EMF-02_29 | - | - | 0 | - | Active | - | - | - | -
1412 | DJB_Package 03 | CHANDRAWAL WTP | Kirloskar | Mechanical | BOOSTER PUMP | DEWATERING PUMP-01 | NA | Non-Critical | MOTI_BAGH_DEWATERING P-01_17 | - | - | 0 | - | Active | - | - | - | -
1413 | DJB_Package 03 | CHANDRAWAL WTP | UPADHAYA | Mechanical | NRV | NRV-2 | NA | Non-Critical | PAHARI_DHIRAJ_OLD_BP-02_NRV_02_66 | - | - | 0 | - | Active | - | - | - | -
1414 | DJB_Package 03 | CHANDRAWAL WTP | Kirloskar | Mechanical | SLUICE VALVE | UGR DISCHARGE VALVE-05 | NA | Non-Critical | JEETGARH_UGR_DV-05_18 | - | - | 0 | - | Active | - | - | - | -
1415 | DJB_Package 03 | CHANDRAWAL WTP | HACK | Electrical | LT | 3 POLE MCCB | NA | Non-Critical | SHEESH MAHAL OLB_3_LT_POLE MCCB_4 | - | - | 0 | - | Active | - | - | - | -
1416 | DJB_Package 03 | CHANDRAWAL WTP | AVON CONTROLS | Electrical | LT | ATS STARTER-2 | NA | Non-Critical | IDGAH_NEW_ATS_02_61 | - | - | 0 | - | Active | - | - | - | -
1417 | DJB_Package 03 | CHANDRAWAL WTP | Advance | Electrical | LT | STAR DELTA STARTER WITH OIL -01 | NA | Non-Critical | R K PURAM_SEC-4_OLD_ BP-01_S/D_01_30 | - | - | 0 | - | Active | - | - | - | -
1418 | DJB_Package 03 | CHANDRAWAL WTP | BAJAJ | Electrical | FAN | EXHAUST FAN-2 | NA | Non-Critical | IDGAH_OLD_E-FAN_02_31 | - | - | 0 | - | Active | - | - | - | -
1419 | DJB_Package 03 | WAZIRABAD WTP | NA | Mechanical | DEWATERING PUMP | Dewatering Pump | NA | Non-Critical | POLICE LINE_OLB_DEWATERING PUMP_16 | - | - | 0 | - | Active | - | - | - | -
1420 | DJB_Package 03 | CHANDRAWAL WTP | Kirloskar | Mechanical | SLUICE VALVE | SUCTION SLUICE VALVE-1 | NA | Non-Critical | TEL MANDI OLB_SV_1_BP-01_04 | - | - | 0 | - | Active | - | - | - | -
1421 | DJB_Package 03 | CHANDRAWAL WTP | Kirloskar | Mechanical | SLUICE VALVE | INLET SUCTION VALVE-01 | NA | Non-Critical | DDA SIDE ONE RAJENDRA NAGAR_UGR_INLET_SV-01_14 | - | - | 0 | - | Active | - | - | - | -
1422 | DJB_Package 03 | CHANDRAWAL WTP | Kirloskar | Mechanical | SLUICE VALVE | DISCHARGE SLUICE VALVE-1 | NA | Non-Critical | TAIL MILL_ROAD_BP-01_DV_01_12 | - | - | 0 | - | Active | - | - | - | -
1423 | DJB_Package 03 | CHANDRAWAL WTP | - | CIVIL | - | DG ROOM-01 | DG ROOM-01 | Non-Critical | JHANDEWALAN_DG ROOM_01_155 | - | - | 0 | - | Active | - | - | - | -
1424 | DJB_Package 03 | CHANDRAWAL WTP | NA | Mechanical | NRV | NRV__1 | NA | Non-Critical | BAHADUR GARH OLB_BP-1_NRV_1_7 | - | - | 0 | - | Active | - | - | - | -
1425 | DJB_Package 03 | CHANDRAWAL WTP | NA | Mechanical | SLUICE VALVE | SUCTION SLUICE VALVE-2 | NA | Non-Critical | BAHADUR GARH OLB_BP-2_SV_2_8 | - | - | 0 | - | Active | - | - | - | -
1426 | DJB_Package 03 | CHANDRAWAL WTP | L&T | Electrical | LT | STAR DELTA STARTER-2 | NA | Non-Critical | R K PURAM_SEC-05_ BP-02_S/D-02_03 | - | - | 0 | - | Active | - | - | - | -
1427 | DJB_Package 03 | CHANDRAWAL WTP | IVC | Mechanical | SLUICE VALVE | DISCHARGE SLUICE VALVE-3 | NA | Non-Critical | PAHARI_DHIRAJ_NEW_DV_03_34 | - | - | 0 | - | Active | - | - | - | -
1428 | DJB_Package 03 | CHANDRAWAL WTP | Kirloskar | Mechanical | SLUICE VALVE | BP-1 DISCHARGE DV-2 | NA | Non-Critical | DARYAI NALA_OLD BP_2_DV_2_30 | - | - | 0 | - | Active | - | - | - | -
1429 | DJB_Package 03 | CHANDRAWAL WTP | Kirloskar | Mechanical | BALL VALVE | CHARGE BALL VALVE-04 | NA | Non-Critical | SATYA_NIKETAN_ CP-01_BV_04_24 | - | - | 0 | - | Active | - | - | - | -
1430 | DJB_Package 03 | CHANDRAWAL WTP | HPL | Electrical | LT | STAR DELTA OIL STARTER-5 | NA | Non-Critical | PAHARI_DHIRAJ_NEW_BP-05_S/D_05_12 | - | - | 0 | - | Active | - | - | - | -
1431 | DJB_Package 03 | CHANDRAWAL WTP | L&T | Electrical | LT | MCB-2 | NA | Non-Critical | SLAUGHTER_HOUSE_MCB_02_03 | - | - | 0 | - | Active | - | - | - | -
1432 | DJB_Package 03 | CHANDRAWAL WTP | KBL | Mechanical | BOOSTER PUMP | BOOSTER PUMP-01 | NA | Non-Critical | R K PURAM_SEC-05_BP-01_10 | - | - | 0 | - | Active | - | - | - | -
1433 | DJB_Package 03 | CHANDRAWAL WTP | Kirloskar | Mechanical | BOOSTER PUMP | BOOSTER PUMP-2 | NA | Non-Critical | H-BLOCK_OLB_BP_02_7 | - | - | 0 | - | Active | - | - | - | -
1434 | DJB_Package 03 | WAZIRABAD WTP | Kirloskar | Mechanical | SLUICE VALVE | DISCHARGE SLUICE VALVE | NA | Non-Critical | POLICE LINE_OLB_2_DV_2_BP-02_22 | - | - | 0 | - | Active | - | - | - | -
1435 | DJB_Package 03 | CHANDRAWAL WTP | L&T | Electrical | LT | Star Delta Starter | NA | Non-Critical | RAMJAS_S/D_03 | - | - | 0 | - | Active | - | - | - | -
1436 | DJB_Package 03 | CHANDRAWAL WTP | STANDARD | Electrical | LT | 4 POLE CHANGEOVER | NA | Non-Critical | AMARPURI_CHANGEOVER_01_05 | - | - | 0 | - | Active | - | - | - | -
1437 | DJB_Package 03 | CHANDRAWAL WTP | NA | Electrical | LT | LT PANEL INCOMER_2 ACB | NA | Non-Critical | JHANDEWALAN_OLD_INCOMER-02 ACB_08 | - | - | 0 | - | Active | - | - | - | -
1438 | DJB_Package 03 | CHANDRAWAL WTP | BENTAX | Electrical | LT | STAR DELTA STARTER-4 WITH OIL | NA | Non-Critical | SATYA_NIKETAN_TB_S/D_04_05 | - | - | 0 | - | Active | - | - | - | -
1439 | DJB_Package 03 | CHANDRAWAL WTP | NA | INSTRUMENTATION | LEVEL GUAGE | MANUAL LEVEL INDICATOR COMPARTMENT-3 | NA | Non-Critical | HASANPUR_ UGR_ LG_03_23 | - | - | 0 | - | Active | - | - | - | -
1440 | DJB_Package 03 | CHANDRAWAL WTP | Havells | Electrical | LT | change over Switch | NA | Non-Critical | NEW RAJENDRA NAGAR_NEW_BPS _CHANGE OVER_1_25 | - | - | 0 | - | Active | - | - | - | -
1441 | DJB_Package 03 | CHANDRAWAL WTP | Kiloskar | Mechanical | SLUICE VALVE | DISCHARGE SLUICE VALVE-1 | NA | Non-Critical | R K PURAM_SEC-4_NEW_MDH_DV_01_20 | - | - | 0 | - | Active | - | - | - | -
1442 | DJB_Package 03 | CHANDRAWAL WTP | Kirloskar | Mechanical | NRV | BP_01_NRV-01 | NA | Non-Critical | MOTI_BAGH_BP_01_NRV-01_26 | - | - | 0 | - | Active | - | - | - | -
1443 | DJB_Package 03 | WAZIRABAD WTP | Kirloskar | Mechanical | NRV | NRV | NA | Non-Critical | BOULEVARD ROAD_BP-01_NRV _1_11 | - | - | 0 | - | Active | - | - | - | -
1444 | DJB_Package 03 | CHANDRAWAL WTP | CP PLUS | INSTRUMENTATION | CCTV CAMERA | CCTV CAMERA -01 | NA | Non-Critical | IDGAH_OLD_CAMERA_01_77 | - | - | 0 | - | Active | - | - | - | -
1445 | DJB_Package 03 | WAZIRABAD WTP | DG | Electrical | LT | DG-01 | NA | Non-Critical | DDA FLAT KALYAN VIHAR_LT_DG_1_12 | - | - | 0 | - | Active | - | - | - | -
1446 | DJB_Package 03 | CHANDRAWAL WTP | L&T | Electrical | LT | MAIN MCCB-3 | NA | Non-Critical | IDGAH_OLD_MCCB_03_16 | - | - | 0 | - | Active | - | - | - | -
1447 | DJB_Package 03 | CHANDRAWAL WTP | Advance | Electrical | LT | SWITCH FUSE UNIT | NA | Non-Critical | DATA RAM GALI OLB_SWITCH FUSE UNIT_3 | - | - | 0 | - | Active | - | - | - | -
1448 | DJB_Package 03 | CHANDRAWAL WTP | KSB | Mechanical | NRV | NRV | NA | Non-Critical | JHANDEWALAN_NEW_BP_1_NRV_01_96 | - | - | 0 | - | Active | - | - | - | -
1449 | DJB_Package 03 | CHANDRAWAL WTP | Kirloskar | Electrical | BOOSTER PUMP | BOOSTER PUMP-01 | NA | Non-Critical | TEL MANDI OLB_BP-01_03 | - | - | 0 | - | Active | - | - | - | -
1450 | DJB_Package 03 | WAZIRABAD WTP | SKOPE | Mechanical | NRV | NRV-01 | NA | Non-Critical | SARVODAYA KANYA VIDYALAYA_BP-01_NRV _1_13 | - | - | 0 | - | Active | - | - | - | -
1451 | DJB_Package 03 | CHANDRAWAL WTP | FORBES | Instrument | ELECTROMAGNETIC FLOW METER | ELECTROMAGNETIC FLOW METER-04 | NA | Non-Critical | JEETGARH UGR_EMF-04_25 | - | - | 0 | - | Active | - | - | - | -
1452 | DJB_Package 03 | WAZIRABAD WTP | NA | Instrument | PRESSURE GAUGE | PRESSURE GAUGE-01 | NA | Non-Critical | DDA FLAT KALYAN VIHAR BPS_PG-01_23 | - | - | 0 | - | Active | - | - | - | -
1453 | DJB_Package 03 | CHANDRAWAL WTP | Kirloskar | Mechanical | BOOSTER PUMP | CHARGING PUMP-1 | NA | Non-Critical | R K PURAM_SEC-05_CP-01_13 | - | - | 0 | - | Active | - | - | - | -
1454 | DJB_Package 03 | CHANDRAWAL WTP | Kirloskar | Mechanical | BOOSTER PUMP | BOOSTER PUMP-01 | NA | Non-Critical | MULTANI_DHANDA_BP-01_07 | - | - | 0 | - | Active | - | - | - | -
1455 | DJB_Package 03 | WAZIRABAD WTP | - | CIVIL | - | TUBEWELL ROOM | NA | Non-Critical | SANGAM PARK_ROOM_2_30 | - | - | 0 | - | Active | - | - | - | -
1456 | DJB_Package 03 | CHANDRAWAL WTP | CP PLUS | INSTRUMENTATION | CCTV CAMERA | CCTV CAMERA -04 | NA | Non-Critical | IDGAH_OLD_CAMERA_04_80 | - | - | 0 | - | Active | - | - | - | -
1457 | DJB_Package 03 | CHANDRAWAL WTP | KSB | Mechanical | SLUICE VALVE | SUCTION SLUICE VALVE | NA | Non-Critical | JHANDEWALAN_NEW_BP_1_SV_01_80 | - | - | 0 | - | Active | - | - | - | -
1458 | DJB_Package 03 | CHANDRAWAL WTP | Kiloskar | Mechanical | SLUICE VALVE | INLET SLUICE VALVE-1 | NA | Non-Critical | R K PURAM_SEC-4_NEW_INLET_SV_01_14 | - | - | 0 | - | Active | - | - | - | -
1459 | DJB_Package 03 | CHANDRAWAL WTP | AVON CONTROLS | Electrical | LT | DOL STARTER-2 | NA | Non-Critical | IDGAH_NEW_DOL_STARTER_02_63 | - | - | 0 | - | Active | - | - | - | -
1460 | DJB_Package 03 | WAZIRABAD WTP | Kirloskar | Mechanical | NRV | NRV | NA | Non-Critical | MALL APARTMENT_BP-04_NRV_4_33 | - | - | 0 | - | Active | - | - | - | -
1461 | DJB_Package 03 | CHANDRAWAL WTP | Kirloskar | Mechanical | SLUICE VALVE | SUCTION SLUICE VALVE-02 | NA | Non-Critical | SARAI PHOOS_BP-02_SV_02_10 | - | - | 0 | - | Active | - | - | - | -
1462 | DJB_Package 03 | CHANDRAWAL WTP | SKOPE | Mechanical | SLUICE VALVE | SUCTION SLUICE VALVE-01 | NA | Non-Critical | SLAUGHTER_HOUSE_BP-01_SV_01_13 | - | - | 0 | - | Active | - | - | - | -
1463 | DJB_Package 03 | CHANDRAWAL WTP | Kirloskar | Mechanical | SLUICE VALVE | BP_02_SUCTION SLUICE VALVE-01 | NA | Non-Critical | MOTI_BAGH_BP_02_SV-01_20 | - | - | 0 | - | Active | - | - | - | -
1464 | DJB_Package 03 | WAZIRABAD WTP | NA | Instrument | INLET ELECTROMAGNETIC FLOW METER | INLET ELECTROMAGNETIC FLOW METER-1 | NA | Non-Critical | PREM KUNJ_EMF-1_18 | - | - | 0 | - | Active | - | - | - | -
1465 | DJB_Package 03 | CHANDRAWAL WTP | Kirloskar | Mechanical | SLUICE VALVE | DISCHARGE SLUICE VALVE | NA | Non-Critical | JHANDEWALAN_UGR_PAHARGANJ_SUPPLY_DV_06_125 | - | - | 0 | - | Active | - | - | - | -
1466 | DJB_Package 03 | CHANDRAWAL WTP | AVON CONTROL | Electrical | LT | DOL STARTER-1 | NA | Non-Critical | R K PURAM_SEC-7_CP_DOL_01_06 | - | - | 0 | - | Active | - | - | - | -
1467 | DJB_Package 03 | CHANDRAWAL WTP | - | CIVIL | - | PUMP HOUSE BOUNDARY | PUMP HOUSE BOUNDARY | Non-Critical | PAHARI_DHIRAJ_PH_BOUNDARY_01_83 | - | - | 0 | - | Active | - | - | - | -
1468 | DJB_Package 03 | CHANDRAWAL WTP | JYOTIKA | Mechanical | BOOSTER PUMP | BOOSTER PUMP-2 | NA | Non-Critical | DARYAI NALA_NEW _BP_2_09 | - | - | 0 | - | Active | - | - | - | -
1469 | DJB_Package 03 | CHANDRAWAL WTP | Kirloskar | Mechanical | BOOSTER PUMP | BOOSTER PUMP-2 | NA | Non-Critical | RAJENDRA PARK_OLB_BP_02_5 | - | - | 0 | - | Active | - | - | - | -
1470 | DJB_Package 03 | CHANDRAWAL WTP | Kirloskar | Mechanical | SLUICE VALVE | SUCTION SLUICE VALVE-4 | NA | Non-Critical | PAHARI_DHIRAJ_NEW_SV_04_29 | - | - | 0 | - | Active | - | - | - | -
1471 | DJB_Package 03 | CHANDRAWAL WTP | Kirloskar | Mechanical | BOOSTER PUMP | BOOSTER PUMP-2 | NA | Non-Critical | R K PURAM_SEC-7_BP-02_12 | - | - | 0 | - | Active | - | - | - | -
1472 | DJB_Package 03 | CHANDRAWAL WTP | PROCESS | INSTRUMENTATION | PRESSURE TRANSMITTER | PRESSURE TRANSMITTER-01 | NA | Non-Critical | PAHARI_DHIRAJ_OLD_PT_01_73 | - | - | 0 | - | Active | - | - | - | -
1473 | DJB_Package 03 | CHANDRAWAL WTP | L&T | Electrical | LT | DOL STARTER-2 | NA | Non-Critical | R K PURAM_SEC-05_ CP-01_DS_02_06 | - | - | 0 | - | Active | - | - | - | -
1474 | DJB_Package 03 | CHANDRAWAL WTP | HPL | Electrical | LT | MCCB-4 | NA | Non-Critical | PAHARI_DHIRAJ_OLD_MCB_04_47 | - | - | 0 | - | Active | - | - | - | -
1475 | DJB_Package 03 | CHANDRAWAL WTP | NA | Electrical | LT | APFC | NA | Non-Critical | DDA SIDE ONE RAJENDRA NAGAR_APFC_1_9 | - | - | 0 | - | Active | - | - | - | -
1476 | DJB_Package 03 | CHANDRAWAL WTP | Kirloskar | Mechanical | NRV | BP-1 NRV-01 | NA | Non-Critical | DARYAI NALA_OLD BP_1_NRV_1_31 | - | - | 0 | - | Active | - | - | - | -
1477 | DJB_Package 03 | CHANDRAWAL WTP | NA | INSTRUMENTATION | ELECTROMAGNETIC FLOW METER | ELECTROMAGNETIC FLOW METER | NA | Non-Critical | MOTI_BAGH_FLOW METER_01_32 | - | - | 0 | - | Active | - | - | - | -
1478 | DJB_Package 03 | CHANDRAWAL WTP | Advance | Electrical | LT | BOOSTER PUMP-04 LRS | NA | Non-Critical | JHANDEWALAN_OLD_LRS_04_14 | - | - | 0 | - | Active | - | - | - | -
1479 | DJB_Package 03 | CHANDRAWAL WTP | - | CIVIL | - | STAFF ROOM | STAFF ROOM | Non-Critical | MULTANI_DHANDA_STAFF ROOM_01_25 | - | - | 0 | - | Active | - | - | - | -
1480 | DJB_Package 03 | CHANDRAWAL WTP | CROMPTON | Mechanical | BOOSTER PUMP | BOOSTER PUMP-01 | NA | Non-Critical | GALI ARIHAN OLB_BP-01_4 | - | - | 0 | - | Active | - | - | - | -
1481 | DJB_Package 03 | CHANDRAWAL WTP | Kirloskar | Mechanical | SLUICE VALVE | SUCTION SLUICE VALVE-02 | NA | Non-Critical | NEW RAJENDRA NAGAR_NEW_BP-02_SV_2_32 | - | - | 0 | - | Active | - | - | - | -
1482 | DJB_Package 03 | CHANDRAWAL WTP | Kirloskar | Mechanical | BOOSTER PUMP | CHARGING PUMP - 02 | NA | Non-Critical | SATYA_NIKETAN_CP-01_14 | - | - | 0 | - | Active | - | - | - | -
1483 | DJB_Package 03 | CHANDRAWAL WTP | L&T | Electrical | LT | STAR DELTA STARTER-1 | NA | Non-Critical | R K PURAM_SEC-05_ BP-01_S/D-01_02 | - | - | 0 | - | Active | - | - | - | -
1484 | DJB_Package 03 | CHANDRAWAL WTP | NA | Mechanical | SLUICE VALVE | UGR DISCHARGE VALVE-04 | NA | Non-Critical | RIDGE ROAD_UGR_DV-04_9 | - | - | 0 | - | Active | - | - | - | -
1485 | DJB_Package 03 | WAZIRABAD WTP | STANDARD | Electrical | LT | change over Switch | NA | Non-Critical | SANGAM PARK_CHANGE OVER_1_2 | - | - | 0 | - | Active | - | - | - | -
1486 | DJB_Package 03 | WAZIRABAD WTP | L&T | Electrical | LT | STAR DELTA STARTER-02 | NA | Non-Critical | BOULEVARD ROAD_BP-02_S/D-02_4 | - | - | 0 | - | Active | - | - | - | -
1487 | DJB_Package 03 | CHANDRAWAL WTP | ABB | Mechanical | BOOSTER PUMP | BOOSTER PUMP-02 | NA | Non-Critical | RAMJAS_BP-02_05 | - | - | 0 | - | Active | - | - | - | -
1488 | DJB_Package 03 | CHANDRAWAL WTP | KSB | Mechanical | NRV | NRV | NA | Non-Critical | JHANDEWALAN_NEW_BP_1_NRV_02_97 | - | - | 0 | - | Active | - | - | - | -
1489 | DJB_Package 03 | CHANDRAWAL WTP | L&T | Electrical | LT | BP-2 STAR DELTA STARTER_2 | NA | Non-Critical | DDA SIDE ONE RAJENDRA NAGAR_BP_2_STARDELTA_STARTER_2_7 | - | - | 0 | - | Active | - | - | - | -
1490 | DJB_Package 03 | CHANDRAWAL WTP | Kirloskar | Mechanical | SLUICE VALVE | SUCTION SLUICE VALVE-01 | NA | Non-Critical | R K PURAM_SEC-05_BP-01_SV_01_16 | - | - | 0 | - | Active | - | - | - | -
1491 | DJB_Package 03 | CHANDRAWAL WTP | NA | Instrument | PRESSURE GAUGE | DISCHARGE PRESSURE GAUGE-01 | NA | Non-Critical | RAJENDRA NAGAR_BPS_DPG_1_30 | - | - | 0 | - | Active | - | - | - | -
1492 | DJB_Package 03 | CHANDRAWAL WTP | HPL | Electrical | LT | MCCB-3 | NA | Non-Critical | PAHARI_DHIRAJ_OLD_MCB_03_46 | - | - | 0 | - | Active | - | - | - | -
1493 | DJB_Package 03 | CHANDRAWAL WTP | Kirloskar | Mechanical | FLUSHING VALVE | FLUSHING SLUICE VALVE-01 | NA | Non-Critical | PALAM_UGR_FV_01_21 | - | - | 0 | - | Active | - | - | - | -
1494 | DJB_Package 03 | CHANDRAWAL WTP | IVC | Mechanical | SLUICE VALVE | DISCHARGE SLUICE VALVE-2 | NA | Non-Critical | PAHARI_DHIRAJ_NEW_DV_02_33 | - | - | 0 | - | Active | - | - | - | -
1495 | DJB_Package 03 | WAZIRABAD WTP | Havells | Electrical | LT | change over Switch | NA | Non-Critical | MALL APARTMENT_CHANGE OVER_2 | - | - | 0 | - | Active | - | - | - | -
1496 | DJB_Package 03 | CHANDRAWAL WTP | NA | Instrument | ELECTROMAGNETIC FLOW METER | ELECTROMAGNETIC FLOW METER-06 | NA | Non-Critical | TALKATORA UGR_OUTLET_EMF-06_29 | - | - | 0 | - | Active | - | - | - | -
1497 | DJB_Package 03 | CHANDRAWAL WTP | PROCESS | INSTRUMENTATION | PRESSURE TRANSMITTER | PRESSURE TRANSMITTER-03 | NA | Non-Critical | IDGAH_OLD_PT_03_76 | - | - | 0 | - | Active | - | - | - | -
1498 | DJB_Package 03 | CHANDRAWAL WTP | KSB | Electrical | LT | BOOSTER PUMP-03 | NA | Non-Critical | JHANDEWALAN_OLD_BP_03_21 | - | - | 0 | - | Active | - | - | - | -
1499 | DJB_Package 03 | CHANDRAWAL WTP | L&T | Electrical | LT | ACB PANEL-3 | NA | Non-Critical | IDGAH_OLD_ACB_03_10 | - | - | 0 | - | Active | - | - | - | -
1500 | DJB_Package 03 | CHANDRAWAL WTP | Kirloskar | Mechanical | LT | DEWATERING PUMP-2 | NA | Non-Critical | IDGAH_OLD_DW-02_46 | - | - | 0 | - | Active | - | - | - | -
1501 | DJB_Package 03 | WAZIRABAD WTP | GURU | INSTRUMENTATION | PRESSURE GAUGE | PRESSURE GAUGE-02 | NA | Non-Critical | BOULEVARD ROAD_BP-02_PG-02_14 | - | - | 0 | - | Active | - | - | - | -
1502 | DJB_Package 03 | CHANDRAWAL WTP | Havells | Electrical | LT | SWITCH FUSE UNIT | NA | Non-Critical | KISHAN GANJ OLB_LT_SWITCH FUSE UNIT_7 | - | - | 0 | - | Active | - | - | - | -
1503 | DJB_Package 03 | CHANDRAWAL WTP | KSB | Mechanical | SLUICE VALVE | DISCHARGE SLUICE VALVE | NA | Non-Critical | JHANDEWALAN_NEW_BP_6_DV_06_92 | - | - | 0 | - | Active | - | - | - | -
1504 | DJB_Package 03 | CHANDRAWAL WTP | L&T | Electrical | LT | DOL STARTER -2 | NA | Non-Critical | R K PURAM_SEC-4_NEW_DS_02_07 | - | - | 0 | - | Active | - | - | - | -
1505 | DJB_Package 03 | CHANDRAWAL WTP | - | CIVIL | - | PUMP HOUSE-02 | PUMP HOUSE-02 | Non-Critical | JHANDEWALAN_PUMPHOUSE_02_153 | - | - | 0 | - | Active | - | - | - | -
1506 | DJB_Package 03 | CHANDRAWAL WTP | NA | Mechanical | SLUICE VALVE | MAIN LINE HEADER VALVE | NA | Non-Critical | SHEESH MAHAL OLB_SUCTION HEADER SV_10 | - | - | 0 | - | Active | - | - | - | -
1507 | DJB_Package 03 | CHANDRAWAL WTP | Kirloskar | Mechanical | BOOSTER PUMP | BOOSTER PUMP-1 | NA | Non-Critical | RAJENDRA PARK_OLB_BP_01_4 | - | - | 0 | - | Active | - | - | - | -
1508 | DJB_Package 03 | CHANDRAWAL WTP | Kirloskar | Mechanical | SLUICE VALVE | UGR INLET VALVE-01 | NA | Non-Critical | RIDGE ROAD_UGR_SV-01_4 | - | - | 0 | - | Active | - | - | - | -
1509 | DJB_Package 03 | CHANDRAWAL WTP | Kirloskar | Mechanical | BOOSTER PUMP | Booster Pump | NA | Non-Critical | SLAUGHTER_HOUSE_BP-01_11 | - | - | 0 | - | Active | - | - | - | -
1510 | DJB_Package 03 | CHANDRAWAL WTP | - | CIVIL | - | UGR-1 | UGR-1 | Non-Critical | RK PURAM SEC-4_UGR_01_48 | - | - | 0 | - | Active | - | - | - | -
1511 | DJB_Package 03 | CHANDRAWAL WTP | - | CIVIL | - | PUMP HOUSE | PUMP HOUSE ROOM | Non-Critical | MULTANI_DHANDA_PH-01_26 | - | - | 0 | - | Active | - | - | - | -
1512 | DJB_Package 03 | WAZIRABAD WTP | NA | Electrical | LT | MCB | NA | Non-Critical | POLICE LINE_OLB_LT_MCB_3_7 | - | - | 0 | - | Active | - | - | - | -
1513 | DJB_Package 03 | CHANDRAWAL WTP | L&T | Electrical | LT | CHANGEOVER SWITCH | NA | Non-Critical | DARYAI NALA_OLD _LT_CHANGEOVER SWITCH_14 | - | - | 0 | - | Active | - | - | - | -
1514 | DJB_Package 03 | WAZIRABAD WTP | NA | Electrical | FAN | WALL FAN_1 | NA | Non-Critical | DDA FLAT KALYAN VIHAR_LT_WALL FAN_1_11 | - | - | 0 | - | Active | - | - | - | -
1515 | DJB_Package 03 | CHANDRAWAL WTP | NA | Mechanical | SLUICE VALVE | BP-2 SUCTION SV-1 | NA | Non-Critical | CYCLE MARKET_BP_2_SUCTION SV-1_13 | - | - | 0 | - | Active | - | - | - | -
1516 | DJB_Package 03 | CHANDRAWAL WTP | - | CIVIL | - | TRANSFORMER ROOM | TRANSFORMER ROOM- 01 | Non-Critical | IDGAH_BPS_TRANS_ROOM_01_92 | - | - | 0 | - | Active | - | - | - | -
1517 | DJB_Package 03 | CHANDRAWAL WTP | - | CIVIL | - | UGR-03 | NA | Non-Critical | JEETGARH UGR-03_29 | - | - | 0 | - | Active | - | - | - | -
1518 | DJB_Package 03 | CHANDRAWAL WTP | KSB | Electrical | LT | TRANSFORMER-1 | NA | Non-Critical | JHANDEWALAN_OLD_TRANS_01_03 | - | - | 0 | - | Active | - | - | - | -
1519 | DJB_Package 03 | CHANDRAWAL WTP | EE | Electrical | LT | LRS-3 | NA | Non-Critical | IDGAH_OLD_BP-03_LRS_03_22 | - | - | 0 | - | Active | - | - | - | -
1520 | DJB_Package 03 | CHANDRAWAL WTP | L&T | Electrical | LT | APFC | NA | Non-Critical | HINDURAO_LT_APFC_5 | - | - | 0 | - | Active | - | - | - | -
1521 | DJB_Package 03 | CHANDRAWAL WTP | Kirloskar | Mechanical | BOOSTER PUMP | BOOSTER PUMP-1 | NA | Non-Critical | PAHARI_DHIRAJ_OLD_BP-01_54 | - | - | 0 | - | Active | - | - | - | -
1522 | DJB_Package 03 | WAZIRABAD WTP | SKOPE | Mechanical | SLUICE VALVE | SUCTION SLUICE VALVE-02 | NA | Non-Critical | MAJNU KA TILLA_BP-02_SV_2_9 | - | - | 0 | - | Active | - | - | - | -
1523 | DJB_Package 03 | CHANDRAWAL WTP | Kirloskar | Mechanical | BOOSTER PUMP | Booster Pump | NA | Non-Critical | SLAUGHTER_HOUSE_BP-02_12 | - | - | 0 | - | Active | - | - | - | -
1524 | DJB_Package 03 | CHANDRAWAL WTP | Kirloskar | Mechanical | SLUICE VALVE | DISCHARGE SLUICE VALVE-2 | NA | Non-Critical | R K PURAM_SEC-7_BP-02_DV-02_23 | - | - | 0 | - | Active | - | - | - | -
1525 | DJB_Package 03 | WAZIRABAD WTP | Kirloskar | Mechanical | NRV | NRV | NA | Non-Critical | PREM KUNJ_BPS_2_NRV_2_16 | - | - | 0 | - | Active | - | - | - | -
1526 | DJB_Package 03 | WAZIRABAD WTP | Kirloskar | Mechanical | SLUICE VALVE | UGR SUCTION VALVE | NA | Non-Critical | SANGAM PARK_UGR_SUCTION_SV_BP-1_12 | - | - | 0 | - | Active | - | - | - | -
1527 | DJB_Package 03 | CHANDRAWAL WTP | NA | PRESSURE GAUGE | INSTRUMENT | PRESSURE GAUGE | NA | Non-Critical | BAHADUR GARH OLB _PG-2_12 | - | - | 0 | - | Active | - | - | - | -
1528 | DJB_Package 03 | CHANDRAWAL WTP | L&T | Electrical | LT | STAR DELTA STARTER-02 | NA | Non-Critical | DARYAI NALA_OLD _S/D_BP-02_16 | - | - | 0 | - | Active | - | - | - | -
1529 | DJB_Package 03 | CHANDRAWAL WTP | FORBES | Instrument | ELECTROMAGNETIC FLOW METER | ELECTROMAGNETIC FLOW METER-02 | NA | Non-Critical | JEETGARH UGR_EMF-02_23 | - | - | 0 | - | Active | - | - | - | -
1530 | DJB_Package 03 | CHANDRAWAL WTP | IVC | Mechanical | SLUICE VALVE | SUCTION SLUICE VALVE-2 | NA | Non-Critical | PAHARI_DHIRAJ_NEW_SV_02_27 | - | - | 0 | - | Active | - | - | - | -
1531 | DJB_Package 03 | BHIKAJI CAMA PALACE BPS | L&T | Electrical | LT | DOL STARTER-3 | NA | Non-Critical | BHIKAJI_CAMA_DOL STARTER_03_6 | - | - | 0 | - | Active | - | - | - | -
1532 | DJB_Package 03 | CHANDRAWAL WTP | IVC | Mechanical | SLUICE VALVE | INLET SOLENOID VALVE-2 | NA | Non-Critical | PAHARI_DHIRAJ_NEW_INLET_SOLENOID_SV_02_24 | - | - | 0 | - | Active | - | - | - | -
1533 | DJB_Package 03 | CHANDRAWAL WTP | BAJAJ | Electrical | FAN | WALL FAN | NA | Non-Critical | R K PURAM_SEC-7_WALL FAN_02_10 | - | - | 0 | - | Active | - | - | - | -
1534 | DJB_Package 03 | CHANDRAWAL WTP | KAPIL | Electrical | LT | OIL STARTER (DOL) | NA | Non-Critical | BAHADUR GARH OLB_OIL STARTER_1_2 | - | - | 0 | - | Active | - | - | - | -
1535 | DJB_Package 03 | CHANDRAWAL WTP | ABB | Electrical | LT | MCCB | NA | Non-Critical | JEETGARH UGR_LT_MCCB_1_1 | - | - | 0 | - | Active | - | - | - | -
1536 | DJB_Package 03 | CHANDRAWAL WTP | Kirloskar | Mechanical | SLUICE VALVE | UGR DISCHARGE VALVE-10 | NA | Non-Critical | TALKATORA_UGR_DV-1_17 | - | - | 0 | - | Active | - | - | - | -
1537 | DJB_Package 03 | CHANDRAWAL WTP | NA | Mechanical | BOOSTER PUMP | BOOSTER PUMP-2 | NA | Non-Critical | BAHADUR GARH OLB_BP_2_4 | - | - | 0 | - | Active | - | - | - | -
1538 | DJB_Package 03 | CHANDRAWAL WTP | Kirloskar | Mechanical | DISCHARGE VALVE | DISCHARGE SLUICE VALVE | NA | Non-Critical | JHANDEWALAN_OLD_BP_3_DV_03_43 | - | - | 0 | - | Active | - | - | - | -
1539 | DJB_Package 03 | CHANDRAWAL WTP | L&T | Electrical | LT | DOL STARTER- 2 | NA | Non-Critical | SATYA_NIKETAN_CP_DS_02_07 | - | - | 0 | - | Active | - | - | - | -
1540 | DJB_Package 03 | WAZIRABAD WTP | - | CIVIL | - | PUMP HOUSE | NA | Non-Critical | BOULEVARD ROAD_PH-01_16 | - | - | 0 | - | Active | - | - | - | -
1541 | DJB_Package 03 | CHANDRAWAL WTP | PROCESS | INSTRUMENTATION | ULTRASONIC LEVEL TRANSMITTER | ULTRASONIC LEVEL TRANSMITTER | NA | Non-Critical | RK PURAM SEC-1_ULT_01_24 | - | - | 0 | - | Active | - | - | - | -
1542 | DJB_Package 03 | CHANDRAWAL WTP | NA | Mechanical | BOOSTER PUMP | DEWATERING PUMP- 01 | NA | Non-Critical | SATYA_NIKETAN_DW-01_13 | - | - | 0 | - | Active | - | - | - | -
1543 | DJB_Package 03 | CHANDRAWAL WTP | NA | INSTRUMENTATION | ELECTROMAGNETIC FLOW METER | ELECTROMAGNETIC FLOW METER -03 | NA | Non-Critical | PALAM_UGR_OUTLET_EMF_03_28 | - | - | 0 | - | Active | - | - | - | -
1544 | DJB_Package 03 | CHANDRAWAL WTP | Capital | Electrical | LT | APFC Panel | NA | Non-Critical | R K PURAM_SEC-7_APFC_08 | - | - | 0 | - | Active | - | - | - | -
1545 | DJB_Package 03 | CHANDRAWAL WTP | UPADHAYA | Mechanical | SLUICE VALVE | DISCHARGE SLUICE VALVE-2 | NA | Non-Critical | PAHARI_DHIRAJ_OLD_BP-02_DV_02_63 | - | - | 0 | - | Active | - | - | - | -
1546 | DJB_Package 03 | WAZIRABAD WTP | NA | Electrical | LT | MCB | NA | Non-Critical | POLICE LINE_OLB_LT_MCB_4_8 | - | - | 0 | - | Active | - | - | - | -
1547 | DJB_Package 03 | CHANDRAWAL WTP | NA | Mechanical | BOOSTER PUMP | BOOSTER PUMP-03 | NA | Non-Critical | RAMJAS_BP-03_06 | - | - | 0 | - | Active | - | - | - | -
1548 | DJB_Package 03 | CHANDRAWAL WTP | JYOTIKA | Mechanical | BOOSTER PUMP | BOOSTER PUMP-1 | NA | Non-Critical | DARYAI NALA_NEW _BP_1_08 | - | - | 0 | - | Active | - | - | - | -
1549 | DJB_Package 03 | CHANDRAWAL WTP | DEEPAK | Mechanical | BALL VALVE | BALL VALVE- 02 | NA | Non-Critical | SARAI_KHALIL_BP-02_BV_02_19 | - | - | 0 | - | Active | - | - | - | -
1550 | DJB_Package 03 | CHANDRAWAL WTP | SWL | Mechanical | HOT | HOT | NA | Non-Critical | JHANDEWALAN_NEW_HOT_01_108 | - | - | 0 | - | Active | - | - | - | -
1551 | DJB_Package 03 | CHANDRAWAL WTP | NA | INSTRUMENTATION | ELECTROMAGNETIC FLOW METER | ELECTROMAGNETIC FLOW METER -01 | NA | Non-Critical | PALAM_UGR_INLET_EMF_01_26 | - | - | 0 | - | Active | - | - | - | -
1552 | DJB_Package 03 | CHANDRAWAL WTP | SIGMA CONROL | Electrical | LT | APFC Panel | NA | Non-Critical | PAHARI_DHIRAJ_OLD_APFC_01_48 | - | - | 0 | - | Active | - | - | - | -
1553 | DJB_Package 03 | CHANDRAWAL WTP | Kiloskar | Mechanical | BOOSTER PUMP | BOOSTER PUMP-02 | NA | Non-Critical | R K PURAM_SEC-4_NEW_BP-02_10 | - | - | 0 | - | Active | - | - | - | -
1554 | DJB_Package 03 | CHANDRAWAL WTP | SKOPE | Mechanical | SLUICE VALVE | NRV-02 | NA | Non-Critical | HINDURAO_BP-02_NRV_2_18 | - | - | 0 | - | Active | - | - | - | -
1555 | DJB_Package 03 | CHANDRAWAL WTP | Havells | Electrical | LT | 4 POLE MCB | NA | Non-Critical | ANARKALI _LT_MCB_3 | - | - | 0 | - | Active | - | - | - | -
1556 | DJB_Package 03 | CHANDRAWAL WTP | NA | Mechanical | NRV | NRV-2 | NA | Non-Critical | BAHADUR GARH OLB_BP-2_NRV_2_10 | - | - | 0 | - | Active | - | - | - | -
1557 | DJB_Package 03 | CHANDRAWAL WTP | AVON CONTROLS | Electrical | LT | LT Panel | NA | Non-Critical | PAHARI_DHIRAJ_NEW_LT PANEL_01_01 | - | - | 0 | - | Active | - | - | - | -
1558 | DJB_Package 03 | CHANDRAWAL WTP | Kirloskar | Mechanical | SLUICE VALVE | SUCTION VALVE | NA | Non-Critical | RAJENDRA PARK_BP_02_SUCTION_SV_1_7 | - | - | 0 | - | Active | - | - | - | -
1559 | DJB_Package 03 | CHANDRAWAL WTP | CROMPTON | Electrical | FAN | WALL MOUNTED FAN | NA | Non-Critical | JHANDEWALAN_OLD_WFAN_07_56 | - | - | 0 | - | Active | - | - | - | -
1560 | DJB_Package 03 | CHANDRAWAL WTP | - | CIVIL | - | ROOMS | STAFF ROOM | Non-Critical | RAMJAS_ROOMS_23 | - | - | 0 | - | Active | - | - | - | -
1561 | DJB_Package 03 | CHANDRAWAL WTP | PROCESS | INSTRUMENATION | ULTRASONIC LEVEL TRANSMITTER | ULTRASONIC LEVEL TRANSMITTER | NA | Non-Critical | RK PURAM SEC-7_BPS_ULT_01_33 | - | - | 0 | - | Active | - | - | - | -
1562 | DJB_Package 03 | CHANDRAWAL WTP | NA | Electrical | LT | APFC Panel | NA | Non-Critical | SLAUGHTER_HOUSE_APFC_01_05 | - | - | 0 | - | Active | - | - | - | -
1563 | DJB_Package 03 | CHANDRAWAL WTP | STANDARD | Electrical | LT | MCCB-03 | NA | Non-Critical | HINDURAO_LT_MCCB_1_3 | - | - | 0 | - | Active | - | - | - | -
1564 | DJB_Package 03 | BHIKAJI CAMA PALACE BPS | AVON CONTROLS | Electrical | LT | STAR-DELTA STARTER-1 | NA | Non-Critical | BHIKAJI_CAMA_S/D-1_BP-01_2 | - | - | 0 | - | Active | - | - | - | -
1565 | DJB_Package 03 | CHANDRAWAL WTP | Kirloskar | Mechanical | LT | SUBMERSIBLE PUMP-1 | NA | Non-Critical | PAHARI_DHIRAJ_NEW_SUBM_PUMP_01_21 | - | - | 0 | - | Active | - | - | - | -
1566 | DJB_Package 03 | WAZIRABAD WTP | CROMPTON | Mechanical | BOOSTER PUMP | BOOSTER PUMP-2 | NA | Non-Critical | BOULEVARD ROAD_BP-02_7 | - | - | 0 | - | Active | - | - | - | -
1567 | DJB_Package 03 | CHANDRAWAL WTP | - | CIVIL | - | TOILET | NA | Non-Critical | JHANDEWALAN_TOILET_157 | - | - | 0 | - | Active | - | - | - | -
1568 | DJB_Package 03 | CHANDRAWAL WTP | - | CIVIL | - | OLB PUMP HOUSE | OLB PUMP HOUSE | Non-Critical | DATA RAM GALI OLB_PH_7 | - | - | 0 | - | Active | - | - | - | -
1569 | DJB_Package 03 | CHANDRAWAL WTP | PROCESS | INSTRUMENTATION | PRESSURE TRANSMITTER | PRESSURE TRANSMITTER-01 | NA | Non-Critical | IDGAH_OLD_PT_01_74 | - | - | 0 | - | Active | - | - | - | -
1570 | DJB_Package 03 | CHANDRAWAL WTP | WILO | Mechanical | BOOSTER PUMP | BOOSTER PUMP-02 | NA | Non-Critical | NEW RAJENDRA NAGAR_NEW_BP-02_30 | - | - | 0 | - | Active | - | - | - | -
1571 | DJB_Package 03 | CHANDRAWAL WTP | - | CIVIL | - | OHT | OHT | Non-Critical | PAHARI_DHIRAJ_OHT_01_82 | - | - | 0 | - | Active | - | - | - | -
1572 | DJB_Package 03 | CHANDRAWAL WTP | L&T | Electrical | LT | Capacitor Panel | NA | Non-Critical | CYCLE MARKET_CAPACITOR PANEL_08 | - | - | 0 | - | Active | - | - | - | -
1573 | DJB_Package 03 | CHANDRAWAL WTP | BAJAJ | Electrical | FAN | CEILING FAN-1 | NA | Non-Critical | TALKATORA UGR_C_FAN-1_3 | - | - | 0 | - | Active | - | - | - | -
1574 | DJB_Package 03 | CHANDRAWAL WTP | NA | Mechanical | BOOSTER PUMP | BOOSTER PUMP-2 | NA | Non-Critical | KISHAN GANJ OLB_BP-2_9 | - | - | 0 | - | Active | - | - | - | -
1575 | DJB_Package 03 | CHANDRAWAL WTP | BHARAT BIJEE/KIRLOSKAR | Mechanical | BOOSTER PUMP | BOOSTER PUMP-2 | NA | Non-Critical | MILITARY ROAD OLB_BP-02_06 | - | - | 0 | - | Active | - | - | - | -
1576 | DJB_Package 03 | CHANDRAWAL WTP | GURU | INSTRUMENTATION | PRESSURE GAUGE | PRESSURE GAUGE-01 | NA | Non-Critical | SARAI PHOOS_PG_1_16 | - | - | 0 | - | Active | - | - | - | -
1577 | DJB_Package 03 | CHANDRAWAL WTP | KSB | Mechanical | BOOSTER PUMP | BOOSTER PUMP-04 | NA | Non-Critical | JHANDEWALAN_NEW_BP_04_76 | - | - | 0 | - | Active | - | - | - | -
1578 | DJB_Package 03 | WAZIRABAD WTP | SKOPE | Mechanical | SLUICE VALVE | DISCHARGE SLUICE VALVE- 01 | NA | Non-Critical | SARVODAYA KANYA VIDYALAYA_BP-01_DV_1_11 | - | - | 0 | - | Active | - | - | - | -
1579 | DJB_Package 03 | CHANDRAWAL WTP | Kirloskar | Mechanical | BOOSTER PUMP | BOOSTER PUMP-03 | NA | Non-Critical | MOTI_BAGH_BP-02_16 | - | - | 0 | - | Active | - | - | - | -
1580 | DJB_Package 03 | CHANDRAWAL WTP | Advance | Electrical | LT | BOOSTER PUMP-03 LRS | NA | Non-Critical | JHANDEWALAN_OLD_LRS_03_13 | - | - | 0 | - | Active | - | - | - | -
1581 | DJB_Package 03 | CHANDRAWAL WTP | L&T | Electrical | HT | HT PANEL-1 | NA | Non-Critical | IDGAH_OLD_HT_PANEL_01_03 | - | - | 0 | - | Active | - | - | - | -
1582 | DJB_Package 03 | CHANDRAWAL WTP | NA | Instrument | PRESSURE GAUGE | PRESSURE GAUGE-01 | NA | Non-Critical | NEW RAJENDRA NAGAR_OLD_BP-01_PG-01_35 | - | - | 0 | - | Active | - | - | - | -
1583 | DJB_Package 03 | CHANDRAWAL WTP | KSB | Electrical | LT | STAR DELTA STARTER-03 | NA | Non-Critical | MOTIA KHAN_LT_S/D-03_BP-03_09 | - | - | 0 | - | Active | - | - | - | -
1584 | DJB_Package 03 | CHANDRAWAL WTP | HPL | Electrical | LT | STAR DELTA OIL STARTER-6 | NA | Non-Critical | PAHARI_DHIRAJ_NEW_BP-06_S/D_06_13 | - | - | 0 | - | Active | - | - | - | -
1585 | DJB_Package 03 | CHANDRAWAL WTP | Kirloskar | Mechanical | NRV | BP-03 NRV-03 | NA | Non-Critical | DARYAI NALA_OLD BP_2_NRV_3_33 | - | - | 0 | - | Active | - | - | - | -
1586 | DJB_Package 03 | CHANDRAWAL WTP | KSB | Mechanical | SLUICE VALVE | UGR DISCHARGE VALVE-2 | NA | Non-Critical | RAMJAS_UGR_DISCHARGE DV_2_14 | - | - | 0 | - | Active | - | - | - | -
1587 | DJB_Package 03 | WAZIRABAD WTP | NA | Electrical | LT | change over Switch | NA | Non-Critical | PREM KUNJ_CHANGE OVER_1_3 | - | - | 0 | - | Active | - | - | - | -
1588 | DJB_Package 03 | CHANDRAWAL WTP | CP PLUS | INSTRUMENTATION | CCTV CAMERA | CCTV CAMERA -02 | NA | Non-Critical | IDGAH_OLD_CAMERA_02_78 | - | - | 0 | - | Active | - | - | - | -
1589 | DJB_Package 03 | CHANDRAWAL WTP | Kiloskar | Mechanical | SLUICE VALVE | SUCTION SLUICE VALVE-01 | NA | Non-Critical | R K PURAM_SEC-4_OLD_ BP-01_SV_01_39 | - | - | 0 | - | Active | - | - | - | -
1590 | DJB_Package 03 | CHANDRAWAL WTP | NA | INSTRUMENTATION | PRESSURE TRANSMITTER | PRESSURE TRANSMITTER | NA | Non-Critical | MULTANI_DHANDA_PT_01_21 | - | - | 0 | - | Active | - | - | - | -
1591 | DJB_Package 03 | CHANDRAWAL WTP | NA | Electrical | LT | STAR DELTA STARTER-01 | NA | Non-Critical | MOTIA KHAN_LT_S/D-01_BP-01_07 | - | - | 0 | - | Active | - | - | - | -
1592 | DJB_Package 03 | BHIKAJI CAMA PALACE BPS | AVON CONTROLS | Electrical | LT | STAR-DELTA STARTER-2 | NA | Non-Critical | BHIKAJI_CAMA_S/D-2_BP-02_3 | - | - | 0 | - | Active | - | - | - | -
1593 | DJB_Package 03 | CHANDRAWAL WTP | - | CIVIL | - | PUMP HOUSE | NA | Non-Critical | DDA SITE-1 RAJENDRA NAGAR_PUMP HOUSE_25 | - | - | 0 | - | Active | - | - | - | -
1594 | DJB_Package 03 | WAZIRABAD WTP | Kirloskar | Mechanical | NRV | NRV | NA | Non-Critical | BOULEVARD ROAD_BP-02_NRV _2_12 | - | - | 0 | - | Active | - | - | - | -
1595 | DJB_Package 03 | CHANDRAWAL WTP | CM/L | Mechanical | SLUICE VALVE | SUCTION SLUICE VALVE-1 | NA | Non-Critical | AMARPURI_BP-01_SV_01_8 | - | - | 0 | - | Active | - | - | - | -
1596 | DJB_Package 03 | CHANDRAWAL WTP | - | CIVIL | - | PUMP HOUSE | PUMP HOUSE ROOM- 01 | Non-Critical | IDGAH_BPS_PH_01_89 | - | - | 0 | - | Active | - | - | - | -
1597 | DJB_Package 03 | CHANDRAWAL WTP | Kirloskar | Mechanical | SLUICE VALVE | SUCTION SLUICE VALVE-01 | NA | Non-Critical | R K PURAM_SEC-1_ BP-01_SV-01_16 | - | - | 0 | - | Active | - | - | - | -
1598 | DJB_Package 03 | CHANDRAWAL WTP | Havells | Electrical | LT | 4 POLE CHANGEOVER | NA | Non-Critical | TAIL MILL_ROAD_CHANGEOVER_01_05 | - | - | 0 | - | Active | - | - | - | -
1599 | DJB_Package 03 | CHANDRAWAL WTP | Kirloskar | Mechanical | SLUICE VALVE | UGR DISCHARGE VALVE-02 | NA | Non-Critical | RIDGE ROAD_UGR_DV-02_7 | - | - | 0 | - | Active | - | - | - | -
1600 | DJB_Package 03 | CHANDRAWAL WTP | NA | Mechanical | BALL VALVE | BALL VALVE | NA | Non-Critical | JHANDEWALAN_NEW_BV_3_SV_03_105 | - | - | 0 | - | Active | - | - | - | -
1601 | DJB_Package 03 | CHANDRAWAL WTP | - | CIVIL | - | ROOM | STAFF ROOMS | Non-Critical | RK PURAM SEC-4_BPS ROOM_01_51 | - | - | 0 | - | Active | - | - | - | -
1602 | DJB_Package 03 | CHANDRAWAL WTP | NA | Electrical | LT | APFC Panel | NA | Non-Critical | R K PURAM_SEC-4_OLD_ APFC_01_32 | - | - | 0 | - | Active | - | - | - | -
1603 | DJB_Package 03 | CHANDRAWAL WTP | - | CIVIL | - | PUMP HOUSE | PUMP HOUSE ROOM | Non-Critical | SATYA NIKETAN_BP_01_31 | - | - | 0 | - | Active | - | - | - | -
1604 | DJB_Package 03 | WAZIRABAD WTP | GURU | Instrument | PRESSURE GAUGE | PRESSURE GAUGE | NA | Non-Critical | PREM KUNJ_PG_20 | - | - | 0 | - | Active | - | - | - | -
1605 | DJB_Package 03 | CHANDRAWAL WTP | GURU | INSTRUMENTATION | PRESSURE GAUGE | PRESSURE GAUGE | NA | Non-Critical | JHANDEWALAN_OLD_BP_6_PG_137 | - | - | 0 | - | Active | - | - | - | -
1606 | DJB_Package 03 | CHANDRAWAL WTP | Kirloskar | Mechanical | SLUICE VALVE | SUCTION SLUICE VALVE | NA | Non-Critical | JHANDEWALAN_OLD_BP_7_SV_07_33 | - | - | 0 | - | Active | - | - | - | -
1607 | DJB_Package 03 | CHANDRAWAL WTP | KSB | Electrical | LT | TRANSFORMER-2 | NA | Non-Critical | JHANDEWALAN_OLD_TRANS_02_04 | - | - | 0 | - | Active | - | - | - | -
1608 | DJB_Package 03 | CHANDRAWAL WTP | Kirloskar | Mechanical | SLUICE VALVE | COMMON HEADER SLUICE VALVE | NA | Non-Critical | OLD RAJENDRA NAGAR_COMMON HEADER_SV_1_23 | - | - | 0 | - | Active | - | - | - | -
1609 | DJB_Package 03 | CHANDRAWAL WTP | HPL | Electrical | LT | MCCB-1 | NA | Non-Critical | PAHARI_DHIRAJ_OLD_MCB_01_44 | - | - | 0 | - | Active | - | - | - | -
1610 | DJB_Package 03 | CHANDRAWAL WTP | NA | INSTRUMENTATION | MECHANICAL LEVEL GAUGE | MECHANICAL LEVEL GAUGE | NA | Non-Critical | RIDGE ROAD_MLG_1_13 | - | - | 0 | - | Active | - | - | - | -
1611 | DJB_Package 03 | CHANDRAWAL WTP | PNIG | Mechanical | BOOSTER PUMP | BOOSTER PUMP-01 | NA | Non-Critical | MOTIA KHAN_BP-01_11 | - | - | 0 | - | Active | - | - | - | -
1612 | DJB_Package 03 | CHANDRAWAL WTP | Kirloskar | Mechanical | SLUICE VALVE | DELIVERY SLUICE VALVE | NA | Non-Critical | HASANPUR_ UGR_ DV_02_12 | - | - | 0 | - | Active | - | - | - | -
1613 | DJB_Package 03 | WAZIRABAD WTP | SKOPE | Mechanical | NRV | NRV- 01 | NA | Non-Critical | MAJNU KA TILLA_BP-01_NRV _1_12 | - | - | 0 | - | Active | - | - | - | -
1614 | DJB_Package 03 | CHANDRAWAL WTP | Coromption Greaves | Electrical | FAN | WALL MOUNTED FAN | NA | Non-Critical | JHANDEWALAN_NEW_WFAN_02_113 | - | - | 0 | - | Active | - | - | - | -
1615 | DJB_Package 03 | WAZIRABAD WTP | NA | Electrical | LT | MCB | NA | Non-Critical | POLICE LINE_OLB_LT_MCB_1_5 | - | - | 0 | - | Active | - | - | - | -
1616 | DJB_Package 03 | CHANDRAWAL WTP | Kirloskar | Mechanical | SLUICE VALVE | SUCTION SLUICE VALVE | NA | Non-Critical | JHANDEWALAN_UGR_FEEDING TO UGR_SV_01_116 | - | - | 0 | - | Active | - | - | - | -
1617 | DJB_Package 03 | CHANDRAWAL WTP | Kirloskar | Mechanical | SLUICE VALVE | SUCTION SLUICE VALVE | NA | Non-Critical | JHANDEWALAN_OLD_BP_8_SV_08_34 | - | - | 0 | - | Active | - | - | - | -
1618 | DJB_Package 03 | CHANDRAWAL WTP | - | CIVIL | - | UGR-02 | UGR-02 | Non-Critical | JHANDEWALAN_UGR_02_150 | - | - | 0 | - | Active | - | - | - | -
1619 | DJB_Package 03 | CHANDRAWAL WTP | - | CIVIL | - | OLD PUMP HOUSE | OLD PUMP HOUSE | Non-Critical | RAMJAS_PUMPHOUSE_1_22 | - | - | 0 | - | Active | - | - | - | -
1620 | DJB_Package 03 | CHANDRAWAL WTP | HPL | Electrical | LT | MCCB-4 | NA | Non-Critical | PAHARI_DHIRAJ_NEW_MCCB_04_05 | - | - | 0 | - | Active | - | - | - | -
1621 | DJB_Package 03 | CHANDRAWAL WTP | PROCESS | INSTRUMENTATION | ULTRASONIC LEVEL TRANSMITTER | ULTRASONIC LEVEL TRANSMITTER | NA | Non-Critical | SATYA NIKETAN_BPS_ULT_01_27 | - | - | 0 | - | Active | - | - | - | -
1622 | DJB_Package 03 | CHANDRAWAL WTP | Advance | Electrical | LT | BOOSTER PUMP-06 LRS | NA | Non-Critical | JHANDEWALAN_OLD_LRS_06_16 | - | - | 0 | - | Active | - | - | - | -
1623 | DJB_Package 03 | WAZIRABAD WTP | L&T | Electrical | LT | MCCB-2 | NA | Non-Critical | DDA FLAT KALYAN VIHAR_LT_MCCB_2_2 | - | - | 0 | - | Active | - | - | - | -
1624 | DJB_Package 03 | CHANDRAWAL WTP | NA | Mechanical | SLUICE VALVE | SUCTION SLUICE VALVE-6 | NA | Non-Critical | PAHARI_DHIRAJ_NEW_SV_06_31 | - | - | 0 | - | Active | - | - | - | -
1625 | DJB_Package 03 | CHANDRAWAL WTP | NA | INSTRUMENTATION | PRESSURE TRANSMITTER | PRESSURE TRANSMITTER | NA | Non-Critical | JHANDEWALAN_OLD_BP_6_PT_145 | - | - | 0 | - | Active | - | - | - | -
1626 | DJB_Package 03 | CHANDRAWAL WTP | Havells | Electrical | LT | MCB-1 | NA | Non-Critical | FLAG STAFF UGR_LT_MCB-1_2 | - | - | 0 | - | Active | - | - | - | -
1627 | DJB_Package 03 | CHANDRAWAL WTP | L&T | Electrical | LT | Main MCCB | NA | Non-Critical | MOTIA KHAN_LT_MAIN_MCCB_02 | - | - | 0 | - | Active | - | - | - | -
1628 | DJB_Package 03 | CHANDRAWAL WTP | CP PLUS | INSTRUMENTATION | CCTV CAMERA | CCTV CAMERA -08 | NA | Non-Critical | IDGAH_OLD_CAMERA_08_84 | - | - | 0 | - | Active | - | - | - | -
1629 | DJB_Package 03 | CHANDRAWAL WTP | Sigma | Electrical | LT | APFC Panel | NA | Non-Critical | IDGAH_OLD_APFC_02_28 | - | - | 0 | - | Active | - | - | - | -
1630 | DJB_Package 03 | CHANDRAWAL WTP | Kirloskar | Mechanical | SLUICE VALVE | SUCTION SLUICE VALVE | NA | Non-Critical | JHANDEWALAN_OLD_BP_3_SV_03_29 | - | - | 0 | - | Active | - | - | - | -
1631 | DJB_Package 03 | CHANDRAWAL WTP | Kirloskar | Mechanical | SLUICE VALVE | BP-1 SUCTION SV-3 | NA | Non-Critical | DARYAI NALA_OLD _BP_SV_3_23 | - | - | 0 | - | Active | - | - | - | -
1632 | DJB_Package 03 | CHANDRAWAL WTP | Advance | Electrical | BP_01_OIL IMMERSED STAR DELTA STARTER_01 | BP-01 OIL IMMERSED STAR DELTA STARTER_1 | NA | Non-Critical | H-BLOCK_OLB_BP_01_OIL IMMERSED STARDELTA_STARTER_1_4 | - | - | 0 | - | Active | - | - | - | -
1633 | DJB_Package 03 | CHANDRAWAL WTP | Havells | Electrical | LT | MCB-03 | NA | Non-Critical | JEETGARH UGR_LT_MCB-03_4 | - | - | 0 | - | Active | - | - | - | -
1634 | DJB_Package 03 | WAZIRABAD WTP | Kirloskar | Mechanical | SLUICE VALVE | SUCTION SLUICE VALVE | NA | Non-Critical | POLICE LINE_OLB_1_SV_1_BP-01_19 | - | - | 0 | - | Active | - | - | - | -
1635 | DJB_Package 03 | CHANDRAWAL WTP | IVC | Mechanical | SLUICE VALVE | INLET SLUICE VALVE-3 | NA | Non-Critical | PAHARI_DHIRAJ_NEW_INLET_SV_03_25 | - | - | 0 | - | Active | - | - | - | -
1636 | DJB_Package 03 | CHANDRAWAL WTP | Kirloskar | Mechanical | SLUICE VALVE | DISCHARGE VALVE | NA | Non-Critical | OLD RAJENDRA NAGAR_BPS_3_DISCHARGE_DV_3_19 | - | - | 0 | - | Active | - | - | - | -
1637 | DJB_Package 03 | CHANDRAWAL WTP | - | CIVIL | - | TOILET ROOM | NA | Non-Critical | RIDGE ROAD_TOILET ROOM_19 | - | - | 0 | - | Active | - | - | - | -
1638 | DJB_Package 03 | CHANDRAWAL WTP | - | CIVIL | - | ROOM | STAFF ROOM | Non-Critical | RK PURAM SEC-7_ROOM_01_39 | - | - | 0 | - | Active | - | - | - | -
1639 | DJB_Package 03 | CHANDRAWAL WTP | Kirloskar | Mechanical | SLUICE VALVE | SUCTION SLUICE VALVE-03 | NA | Non-Critical | MOTIA KHAN_BP-03_SV-03_17 | - | - | 0 | - | Active | - | - | - | -
1640 | DJB_Package 03 | CHANDRAWAL WTP | Kirloskar | Mechanical | LT | CHARGING PUMP | NA | Non-Critical | R K PURAM_SEC-1_CP-01_14 | - | - | 0 | - | Active | - | - | - | -
1641 | DJB_Package 03 | CHANDRAWAL WTP | KSB | Mechanical | SLUICE VALVE | INLET SLUICE VALVE | NA | Non-Critical | MULTANI_DHANDA_INLET_SV_01_10 | - | - | 0 | - | Active | - | - | - | -
1642 | DJB_Package 03 | CHANDRAWAL WTP | KBL | Mechanical | BOOSTER PUMP | BOOSTER PUMP-02 | NA | Non-Critical | R K PURAM_SEC-05_BP-02_11 | - | - | 0 | - | Active | - | - | - | -
1643 | DJB_Package 03 | CHANDRAWAL WTP | KSB | Mechanical | SLUICE VALVE | SUCTION SLUICE VALVE | NA | Non-Critical | JHANDEWALAN_NEW_BP_2_SV_02_81 | - | - | 0 | - | Active | - | - | - | -
1644 | DJB_Package 03 | BHIKAJI CAMA PALACE BPS | Kirloskar | Mechanical | NRV | NRV-1 | NA | Non-Critical | BHIKAJI_CAMA_BP-01_NRV-1_16 | - | - | 0 | - | Active | - | - | - | -
1645 | DJB_Package 03 | CHANDRAWAL WTP | Kirloskar | Mechanical | SLUICE VALVE | UGR SUCTION VALVE-02 | NA | Non-Critical | FLAG STAFF UGR_UGR_SV-02_6 | - | - | 0 | - | Active | - | - | - | -
1646 | DJB_Package 03 | BHIKAJI CAMA PALACE BPS | - | CIVIL | - | PUMP HOUSE | PUMP HOUSE ROOM | Non-Critical | BHIKAJI CAMA PLACE_BP-01_20 | - | - | 0 | - | Active | - | - | - | -
1647 | DJB_Package 03 | CHANDRAWAL WTP | Siemens | Electrical | LT | BOOSTER PUMP-08 | NA | Non-Critical | JHANDEWALAN_OLD_BP_08_26 | - | - | 0 | - | Active | - | - | - | -
1648 | DJB_Package 03 | CHANDRAWAL WTP | Havells | Electrical | LT | 4 POLE CHANGEOVER SWITCH | NA | Non-Critical | JHANDEWALAN_OLD_CHANGEOVER_01_09 | - | - | 0 | - | Active | - | - | - | -
1649 | DJB_Package 03 | CHANDRAWAL WTP | Kiloskar | Mechanical | SLUICE VALVE | DISCHARGE SLUICE VALVE-01 | NA | Non-Critical | R K PURAM_SEC-4_OLD_ BP-01_DV_01_41 | - | - | 0 | - | Active | - | - | - | -
1650 | DJB_Package 03 | WAZIRABAD WTP | SKOPE | Mechanical | SLUICE VALVE | DISCHARGE SLUICE VALVE-01 | NA | Non-Critical | MAJNU KA TILLA_BP-01_DV_1_10 | - | - | 0 | - | Active | - | - | - | -
1651 | DJB_Package 03 | WAZIRABAD WTP | Havells | Electrical | LT | SWITCH FUSE UNIT | NA | Non-Critical | MALL APARTMENT_LT_SWITCH FUSE UNIT_1_4 | - | - | 0 | - | Active | - | - | - | -
1652 | DJB_Package 03 | CHANDRAWAL WTP | L&T | Electrical | FAN | WALL FAN-03 | NA | Non-Critical | HINDURAO_WALL_FAN_8 | - | - | 0 | - | Active | - | - | - | -
1653 | DJB_Package 03 | WAZIRABAD WTP | REWA | Electrical | LT | EOT | NA | Non-Critical | SANGAM PARK_LT_EOT_1_7 | - | - | 0 | - | Active | - | - | - | -
1654 | DJB_Package 03 | CHANDRAWAL WTP | MEI | Electrical | LT | STAR DELTA STARTER WITH OIL-01 | NA | Non-Critical | SARAI_KHALIL_BP-01_S/D_01_05 | - | - | 0 | - | Active | - | - | - | -
1655 | DJB_Package 03 | CHANDRAWAL WTP | - | CIVIL | - | PUMP HOUSE | PUMP HOUSE ROOM | Non-Critical | SARAI_KHALIL_PH-01_25 | - | - | 0 | - | Active | - | - | - | -
1656 | DJB_Package 03 | CHANDRAWAL WTP | STANDARD | Electrical | LT | Main MCCB | NA | Non-Critical | AMARPURI_MAIN_MCCB_01_01 | - | - | 0 | - | Active | - | - | - | -
1657 | DJB_Package 03 | WAZIRABAD WTP | GURU | INSTRUMENTATION | PRESSURE GAUGE | PRESSURE GAUGE-01 | NA | Non-Critical | BOULEVARD ROAD_BP-01_PG-01_13 | - | - | 0 | - | Active | - | - | - | -
1658 | DJB_Package 03 | CHANDRAWAL WTP | Kirloskar | Mechanical | SLUICE VALVE | DELIVERY SLUICE VALVE | NA | Non-Critical | HASANPUR_ UGR_ DV_08_18 | - | - | 0 | - | Active | - | - | - | -
1659 | DJB_Package 03 | CHANDRAWAL WTP | BAJAJ | Electrical | FAN | CEILING FAN_01 | NA | Non-Critical | MOTI_BAGH_WALL FAN_BP-04_13 | - | - | 0 | - | Active | - | - | - | -
1660 | DJB_Package 03 | CHANDRAWAL WTP | CROMPTON | Mechanical | LT | SUBMERSIBLE PUMP-02 | NA | Non-Critical | HINDURAO_SUBM_PUMP-02_22 | - | - | 0 | - | Active | - | - | - | -
1661 | DJB_Package 03 | CHANDRAWAL WTP | Advance | Electrical | LT | OIL IMMERSED STAR DELTA STARTER_2 | NA | Non-Critical | NEW RAJENDRA NAGAR_NEW_BP_02_ OIL IMMERSED S/D_2_28 | - | - | 0 | - | Active | - | - | - | -
1662 | DJB_Package 03 | WAZIRABAD WTP | SKOPE | Mechanical | SLUICE VALVE | SUCTION SLUICE VALVE-01 | NA | Non-Critical | MAJNU KA TILLA_BP-01_SV_1_8 | - | - | 0 | - | Active | - | - | - | -
1663 | DJB_Package 03 | CHANDRAWAL WTP | Sigma | Electrical | LT | APFC Panel | NA | Non-Critical | IDGAH_OLD_APFC_01_27 | - | - | 0 | - | Active | - | - | - | -
1664 | DJB_Package 03 | CHANDRAWAL WTP | Kirloskar | Mechanical | SLUICE VALVE | UGR FLUSHING VALVE-01 | NA | Non-Critical | TALKATORA_UGR_FV-1_22 | - | - | 0 | - | Active | - | - | - | -
1665 | DJB_Package 03 | BHIKAJI CAMA PALACE BPS | Kirloskar | Mechanical | BOOSTER PUMP | BOOSTER PUMP -02 | NA | Non-Critical | BHIKAJI_CAMA_BP_02_9 | - | - | 0 | - | Active | - | - | - | -
1666 | DJB_Package 03 | WAZIRABAD WTP | Kirloskar | Mechanical | SLUICE VALVE | UGR SUCTION VALVE | NA | Non-Critical | PREM KUNJ_UGR_1_SUCTION_SV_1_10 | - | - | 0 | - | Active | - | - | - | -
1667 | DJB_Package 03 | CHANDRAWAL WTP | Kirloskar | Mechanical | CHARGING PUMP | CHARGING PUMP | NA | Non-Critical | OLD RAJENDRA NAGAR_CHARGING PUMP_1_10 | - | - | 0 | - | Active | - | - | - | -
1668 | DJB_Package 03 | CHANDRAWAL WTP | CROMPTON | Mechanical | BOOSTER PUMP | BOOSTER PUMP-02 | NA | Non-Critical | SARAI PHOOS_BP-02_7 | - | - | 0 | - | Active | - | - | - | -
1669 | DJB_Package 03 | CHANDRAWAL WTP | - | CIVIL | - | TRANSFORMER ROOM | TRANSFORMER ROOM- 02 | Non-Critical | IDGAH_BPS_TRANS_ROOM_02_93 | - | - | 0 | - | Active | - | - | - | -
1670 | DJB_Package 03 | CHANDRAWAL WTP | SKOPE | Mechanical | SLUICE VALVE | NRV-04 | NA | Non-Critical | HINDURAO_SUBM_PUMP_2_NRV_04_26 | - | - | 0 | - | Active | - | - | - | -
1671 | DJB_Package 03 | CHANDRAWAL WTP | Kirloskar | Mechanical | SLUICE VALVE | UGR SUCTION VALVE-01 | NA | Non-Critical | FLAG STAFF UGR_UGR_SV-01_5 | - | - | 0 | - | Active | - | - | - | -
1672 | DJB_Package 03 | CHANDRAWAL WTP | Kirloskar | Mechanical | SLUICE VALVE | SUCTION VALVE | NA | Non-Critical | OLD RAJENDRA NAGAR_BPS_1_SUCTION_SV_1_14 | - | - | 0 | - | Active | - | - | - | -
1673 | DJB_Package 03 | CHANDRAWAL WTP | NA | Mechanical | BALL VALVE | BALL VALVE | NA | Non-Critical | JHANDEWALAN_NEW_BV_4_SV_04_106 | - | - | 0 | - | Active | - | - | - | -
1674 | DJB_Package 03 | CHANDRAWAL WTP | NA | Electrical | LT | change over Switch | NA | Non-Critical | OLD RAJENDRA NAGAR_CHANGE OVER_1_3 | - | - | 0 | - | Active | - | - | - | -
1675 | DJB_Package 03 | CHANDRAWAL WTP | NA | Electrical | LT | MCCB-1 | NA | Non-Critical | RIDGE ROAD UGR_LT_MCCB_1 | - | - | 0 | - | Active | - | - | - | -
1676 | DJB_Package 03 | CHANDRAWAL WTP | C&S | Electrical | LT | MAIN MCCB-1 | NA | Non-Critical | SARAI_KHALIL_ MAIN_MCCB_01_01 | - | - | 0 | - | Active | - | - | - | -
1677 | DJB_Package 03 | CHANDRAWAL WTP | L&T | Electrical | LT | MCCB-03 | NA | Non-Critical | PALAM_UGR_MCCB_03_03 | - | - | 0 | - | Active | - | - | - | -
1678 | DJB_Package 03 | CHANDRAWAL WTP | Kirloskar | Mechanical | SLUICE VALVE | SUCTION VALVE | NA | Non-Critical | OLD RAJENDRA NAGAR_BPS_2_SUCTION_SV_2_15 | - | - | 0 | - | Active | - | - | - | -
1679 | DJB_Package 03 | CHANDRAWAL WTP | BAJAJ | Electrical | FAN | EXHAUST FAN-4 | NA | Non-Critical | IDGAH_OLD_E-FAN_04_33 | - | - | 0 | - | Active | - | - | - | -
1680 | DJB_Package 03 | CHANDRAWAL WTP | KSB | Mechanical | SLUICE VALVE | SUCTION SLUICE VALVE | NA | Non-Critical | JHANDEWALAN_NEW_BP_4_SV_04_83 | - | - | 0 | - | Active | - | - | - | -
1681 | DJB_Package 03 | CHANDRAWAL WTP | Advance | Electrical | LT | STAR DELTA OIL STARTER-01 | NA | Non-Critical | TAIL MILL_ROAD_BP-01_S/D_01_03 | - | - | 0 | - | Active | - | - | - | -
1682 | DJB_Package 03 | CHANDRAWAL WTP | Kirloskar | Mechanical | BOOSTER MOTOR SPARE | BOOSTER MOTOR SPARE-1 | NA | Non-Critical | NEW RAJENDRA NAGAR_OLD_MOTOR SPARE_1_12 | - | - | 0 | - | Active | - | - | - | -
1683 | DJB_Package 03 | CHANDRAWAL WTP | Kiloskar | Mechanical | BOOSTER PUMP | BOOSTER PUMP-01 | NA | Non-Critical | R K PURAM_SEC-4_OLD_BP-01_37 | - | - | 0 | - | Active | - | - | - | -
1684 | DJB_Package 03 | CHANDRAWAL WTP | C&S | Electrical | LT | MAIN MCCB-1 | NA | Non-Critical | MULTANI_DHANDA_ MAIN_MCCB_01_01 | - | - | 0 | - | Active | - | - | - | -
1685 | DJB_Package 03 | CHANDRAWAL WTP | L&T | Electrical | LT | MAIN MCCB-2 | NA | Non-Critical | IDGAH_ OLD_MCCB_02_15 | - | - | 0 | - | Active | - | - | - | -
1686 | DJB_Package 03 | CHANDRAWAL WTP | EE | Electrical | LT | LRS-1 | NA | Non-Critical | IDGAH_OLD_BP-01_LRS-01_20 | - | - | 0 | - | Active | - | - | - | -
1687 | DJB_Package 03 | CHANDRAWAL WTP | Kirloskar | Mechanical | SLUICE VALVE | INLET SLUICE VALVE-1 | NA | Non-Critical | R K PURAM_SEC-7_INLET_SV-01_16 | - | - | 0 | - | Active | - | - | - | -
1688 | DJB_Package 03 | CHANDRAWAL WTP | Kirloskar | Mechanical | SLUICE VALVE | DISCHARGE VALVE | NA | Non-Critical | RAJENDRA PARK_BP_02_DISCHARGE_DV_1_9 | - | - | 0 | - | Active | - | - | - | -
1689 | DJB_Package 03 | CHANDRAWAL WTP | EE | Electrical | LT | LRS-2 | NA | Non-Critical | IDGAH_OLD_BP-02_LRS_02_21 | - | - | 0 | - | Active | - | - | - | -
1690 | DJB_Package 03 | CHANDRAWAL WTP | Advance | Electrical | LT | OIL IMMERSED STAR DELTA STARTER-01 | NA | Non-Critical | NEW RAJENDRA NAGAR_OLD_BP-01_ OIL IMMERSED S/D-1_3 | - | - | 0 | - | Active | - | - | - | -
1691 | DJB_Package 03 | CHANDRAWAL WTP | Kirloskar | Mechanical | DISCHARGE VALVE | DISCHARGE SLUICE VALVE | NA | Non-Critical | JHANDEWALAN_OLD_BP_1_DV_01_41 | - | - | 0 | - | Active | - | - | - | -
1692 | DJB_Package 03 | CHANDRAWAL WTP | NA | Mechanical | HOT | HOT Crane | NA | Non-Critical | MULTANI_DHANDA_HOT_01_19 | - | - | 0 | - | Active | - | - | - | -
1693 | DJB_Package 03 | CHANDRAWAL WTP | KSB | Mechanical | SLUICE VALVE | DISCHARGE SLUICE VALVE | NA | Non-Critical | JHANDEWALAN_NEW_HEADER_DV_08_94 | - | - | 0 | - | Active | - | - | - | -
1694 | DJB_Package 03 | CHANDRAWAL WTP | PNIG | Mechanical | BOOSTER PUMP | BOOSTER PUMP-03 | NA | Non-Critical | MOTIA KHAN_BP-03_13 | - | - | 0 | - | Active | - | - | - | -
1695 | DJB_Package 03 | CHANDRAWAL WTP | L&T | Electrical | LT | STAR DELTA STARTER-03 | NA | Non-Critical | SLAUGHTER_HOUSE_S/D_03_08 | - | - | 0 | - | Active | - | - | - | -
1696 | DJB_Package 03 | CHANDRAWAL WTP | NA | Mechanical | SLUICE VALVE | DISCHARGE SLUICE VALVE-1 | NA | Non-Critical | BAHADUR GARH OLB_BP-1_ DV_1_6 | - | - | 0 | - | Active | - | - | - | -
1697 | DJB_Package 03 | WAZIRABAD WTP | Jyoti | Mechanical | BOOSTER PUMP | BOOSTER PUMP-1 | NA | Non-Critical | SANGAM PARK_BPS_BP-1_9 | - | - | 0 | - | Active | - | - | - | -
1698 | DJB_Package 03 | CHANDRAWAL WTP | BHARAT BIJEE/KIRLOSKAR | Mechanical | BOOSTER PUMP | BOOSTER PUMP-1 | NA | Non-Critical | MILITARY ROAD OLB_BP-01_05 | - | - | 0 | - | Active | - | - | - | -
1699 | DJB_Package 03 | CHANDRAWAL WTP | BAJAJ | Electrical | FAN | WALL FAN_01 | NA | Non-Critical | MOTI_BAGH_WALL FAN_BP-01_10 | - | - | 0 | - | Active | - | - | - | -
1700 | DJB_Package 03 | CHANDRAWAL WTP | Havells | Electrical | LT | MCB-02 | NA | Non-Critical | JEETGARH UGR_LT_MCB-02_3 | - | - | 0 | - | Active | - | - | - | -
1701 | DJB_Package 03 | CHANDRAWAL WTP | NA | Electrical | LT | DOL Starter | NA | Non-Critical | OLD RAJENDRA NAGAR_CHARGING PUMP_DOL STARTER_1_9 | - | - | 0 | - | Active | - | - | - | -
1702 | DJB_Package 03 | CHANDRAWAL WTP | IVC | Mechanical | SLUICE VALVE | INLET SLUICE VALVE-1 | NA | Non-Critical | IDGAH_OLD_INLET_SV_01_47 | - | - | 0 | - | Active | - | - | - | -
1703 | DJB_Package 03 | CHANDRAWAL WTP | NA | Mechanical | BOOSTER PUMP | BOOSTER PUMP-1 | NA | Non-Critical | BAHADUR GARH OLB_BP_1_3 | - | - | 0 | - | Active | - | - | - | -
1704 | DJB_Package 03 | CHANDRAWAL WTP | Kirloskar | Mechanical | SLUICE VALVE | UGR DISCHARGE VALVE-03 | NA | Non-Critical | RIDGE ROAD_UGR_DV-03_8 | - | - | 0 | - | Active | - | - | - | -
1705 | DJB_Package 03 | CHANDRAWAL WTP | KSB | Mechanical | SLUICE VALVE | DISCHARGE SLUICE VALVE-3 | NA | Non-Critical | MULTANI_DHANDA_DV_03_15 | - | - | 0 | - | Active | - | - | - | -
1706 | DJB_Package 03 | WAZIRABAD WTP | NA | Instrument | ULTRASONIC LEVEL TRANSMITTER | ULT | NA | Non-Critical | PREM KUNJ_ULT_17 | - | - | 0 | - | Active | - | - | - | -
1707 | DJB_Package 03 | CHANDRAWAL WTP | - | CIVIL | - | ROOM | NA | Non-Critical | RIDGE ROAD_ROOM_17 | - | - | 0 | - | Active | - | - | - | -
1708 | DJB_Package 03 | CHANDRAWAL WTP | KAPIL | Electrical | LT | OIL IMMERSED STARTER (DOL) | NA | Non-Critical | DATA RAM GALI OLB_OIL STARTER_1_BP-01_2 | - | - | 0 | - | Active | - | - | - | -
1709 | DJB_Package 03 | CHANDRAWAL WTP | Havells | Electrical | LT | 4 POLE CHANGEOVER | NA | Non-Critical | SLAUGHTER_HOUSE_CHANGEOVER_01_09 | - | - | 0 | - | Active | - | - | - | -
1710 | DJB_Package 03 | CHANDRAWAL WTP | NA | Electrical | LT | CEILING FAN | NA | Non-Critical | TAIL MILL_ROAD_C-FAN_01_06 | - | - | 0 | - | Active | - | - | - | -
1711 | DJB_Package 03 | CHANDRAWAL WTP | L&T | Electrical | LT | MCCB-1 | NA | Non-Critical | HASANPUR_ UGR_ MCCB_02_02 | - | - | 0 | - | Active | - | - | - | -
1712 | DJB_Package 03 | CHANDRAWAL WTP | CROMPTON | Electrical | FAN | WALL MOUNTED FAN | NA | Non-Critical | JHANDEWALAN_OLD_WFAN_03_52 | - | - | 0 | - | Active | - | - | - | -
1713 | DJB_Package 03 | CHANDRAWAL WTP | KSB | Electrical | LT | BOOSTER PUMP-02 | NA | Non-Critical | JHANDEWALAN_OLD_BP_02_20 | - | - | 0 | - | Active | - | - | - | -
1714 | DJB_Package 03 | WAZIRABAD WTP | NA | Electrical | LT | MCB | NA | Non-Critical | POLICE LINE_OLB_LT_MCB_1_9 | - | - | 0 | - | Active | - | - | - | -
1715 | DJB_Package 03 | WAZIRABAD WTP | Havells | Electrical | LT | OIL IMMERSED STAR DELTA STARTER_1 | NA | Non-Critical | MALL APARTMENT_BP_01_ OIL IMMERSED STARDELTA_STARTER_1_12 | - | - | 0 | - | Active | - | - | - | -
1716 | DJB_Package 03 | CHANDRAWAL WTP | Kiloskar | Mechanical | SLUICE VALVE | SUCTION SLUICE VALVE-3 | NA | Non-Critical | R K PURAM_SEC-4_NEW_BP-03_SV_03_19 | - | - | 0 | - | Active | - | - | - | -
1717 | DJB_Package 03 | BHIKAJI CAMA PALACE BPS | Kirloskar | Mechanical | SLUICE VALVE | INLET SLUICE VALVE-1 | NA | Non-Critical | BHIKAJI_CAMA_INLET VALVE_01_11 | - | - | 0 | - | Active | - | - | - | -
1718 | DJB_Package 03 | CHANDRAWAL WTP | Kirloskar | Mechanical | BOOSTER PUMP | BOOSTER PUMP- 02 | NA | Non-Critical | AMARPURI_BP-02_7 | - | - | 0 | - | Active | - | - | - | -
1719 | DJB_Package 03 | CHANDRAWAL WTP | NA | INSTRUMENTATION | FLOW METER | OUTLET ELECTROMAGNETIC FLOWMETER -1 | NA | Non-Critical | HASANPUR_UGR_EMF_OUTLET_01_26 | - | - | 0 | - | Active | - | - | - | -
1720 | DJB_Package 03 | WAZIRABAD WTP | L&T | Electrical | LT | change over Switch | NA | Non-Critical | DDA FLAT KALYAN VIHAR_CHANGE OVER_3 | - | - | 0 | - | Active | - | - | - | -
1721 | DJB_Package 03 | CHANDRAWAL WTP | Advance | Electrical | LT | APFC | NA | Non-Critical | JHANDEWALAN_NEW_APFC_62 | - | - | 0 | - | Active | - | - | - | -
1722 | DJB_Package 03 | CHANDRAWAL WTP | HPL | Electrical | LT | ATS STARTER-1 | NA | Non-Critical | PAHARI_DHIRAJ_OLD_BP-01_ATS_01_49 | - | - | 0 | - | Active | - | - | - | -
1723 | DJB_Package 03 | CHANDRAWAL WTP | Bentex | Electrical | LT | DOL STARTER WITH OIL | NA | Non-Critical | R K PURAM_SEC-4_OLD_DOL_01_34 | - | - | 0 | - | Active | - | - | - | -
1724 | DJB_Package 03 | CHANDRAWAL WTP | - | CIVIL | - | UGR | UGR | Non-Critical | RAMJAS_UGR_1_21 | - | - | 0 | - | Active | - | - | - | -
1725 | DJB_Package 03 | CHANDRAWAL WTP | SCOPE | INSTRUMENTATION | ULTRASONIC LEVEL TRANSMITTER | ULTRASONIC LEVEL TRANSMITTER-02 | NA | Non-Critical | SARAI_KHALIL_ULT-02_21 | - | - | 0 | - | Active | - | - | - | -
1726 | DJB_Package 03 | CHANDRAWAL WTP | NA | Mechanical | SUCTION SLUICE VALVE | MAIN LINE SUCTION HEADER SLUICE VALVE | NA | Non-Critical | KISHANGANJ OLB_ SV_10 | - | - | 0 | - | Active | - | - | - | -
1727 | DJB_Package 03 | CHANDRAWAL WTP | Kirloskar | Mechanical | SLUICE VALVE | UGR FLUSHING VALVE-02 | NA | Non-Critical | JEETGARH_UGR_FV-02_21 | - | - | 0 | - | Active | - | - | - | -
1728 | DJB_Package 03 | CHANDRAWAL WTP | Bentex | Electrical | LT | CHANGE OVER | NA | Non-Critical | SHEESH MAHAL OLB_LT_CHANGE OVER_7 | - | - | 0 | - | Active | - | - | - | -
1729 | DJB_Package 03 | CHANDRAWAL WTP | L&T | Electrical | LT | DOL STARTER-2 | NA | Non-Critical | IDGAH_OLD_DS_02_25 | - | - | 0 | - | Active | - | - | - | -
1730 | DJB_Package 03 | CHANDRAWAL WTP | STANDARD | Electrical | LT | Main MCCB | NA | Non-Critical | SLAUGHTER_HOUSE_MAIN_MCCB_01_01 | - | - | 0 | - | Active | - | - | - | -
1731 | DJB_Package 03 | CHANDRAWAL WTP | Jyoti | Electrical | HT | HT PANEL-2 | NA | Non-Critical | JHANDEWALAN_NEW_HT_02_61 | - | - | 0 | - | Active | - | - | - | -
1732 | DJB_Package 03 | CHANDRAWAL WTP | JYOTIKA | Electrical | LT | BOOSTER PUMP-2 | NA | Non-Critical | CYCLE MARKET_BP_2_10 | - | - | 0 | - | Active | - | - | - | -
1733 | DJB_Package 03 | CHANDRAWAL WTP | Advance | Electrical | LT | OIL STARTER -1 | NA | Non-Critical | MILITARY ROAD OLB_BP-01_OIL STARTER_1_02 | - | - | 0 | - | Active | - | - | - | -
1734 | DJB_Package 03 | CHANDRAWAL WTP | Kirloskar | Mechanical | BOOSTER PUMP | BOOSTER PUMP-01 | NA | Non-Critical | HINDURAO_BP-01_19 | - | - | 0 | - | Active | - | - | - | -
1735 | DJB_Package 03 | CHANDRAWAL WTP | NA | Mechanical | SLUICE VALVE | NRV-2 | NA | Non-Critical | SHEESH MAHAL OLB_BP-02_NRV_2_16 | - | - | 0 | - | Active | - | - | - | -
1736 | DJB_Package 03 | WAZIRABAD WTP | L&T | Electrical | LT | BPS STAR DELTA STARTER_3 | NA | Non-Critical | SANGAM PARK_BPS_3_STARDELTA_STARTER_3_6 | - | - | 0 | - | Active | - | - | - | -
1737 | DJB_Package 03 | CHANDRAWAL WTP | Kirloskar | Mechanical | SLUICE VALVE | UGR DISCHARGE VALVE-05 | NA | Non-Critical | TALKATORA_UGR_DV-2_12 | - | - | 0 | - | Active | - | - | - | -
1738 | DJB_Package 03 | WAZIRABAD WTP | L&T | Electrical | LT | STAR DELTA STARTER- 01 | NA | Non-Critical | SARVODAYA KANYA VIDYALAYA_BP-01_S/D-01_5 | - | - | 0 | - | Active | - | - | - | -
1739 | DJB_Package 03 | CHANDRAWAL WTP | NA | INSTRUMENATION | ELECTROMAGENTIC FLOW METER | ELECTROMAGENTIC FLOW METER-03 | NA | Non-Critical | RK PURAM SEC-4_BPS_INLET_EMF_03_46 | - | - | 0 | - | Active | - | - | - | -
1740 | DJB_Package 03 | CHANDRAWAL WTP | SKOPE | Mechanical | NRV | NRV-02 | NA | Non-Critical | R K PURAM_SEC-05_ BP-02_NRV_01_22 | - | - | 0 | - | Active | - | - | - | -
1741 | DJB_Package 03 | CHANDRAWAL WTP | NA | Mechanical | MECHANICAL LEVEL GAUGE | MECHANICAL LEVEL GAUGE-01 | NA | Non-Critical | TALKATORA UGR_MLG-01_30 | - | - | 0 | - | Active | - | - | - | -
1742 | DJB_Package 03 | CHANDRAWAL WTP | KSB | Mechanical | SLUICE VALVE | SUCTION SLUICE VALVE | NA | Non-Critical | JHANDEWALAN_NEW_BP_3_SV_03_82 | - | - | 0 | - | Active | - | - | - | -
1743 | DJB_Package 03 | CHANDRAWAL WTP | Kirloskar | Mechanical | SLUICE VALVE | SUCTION SLUICE VALVE | NA | Non-Critical | JHANDEWALAN_OLD_BP_6_SV_06_32 | - | - | 0 | - | Active | - | - | - | -
1744 | DJB_Package 03 | CHANDRAWAL WTP | Kiloskar | Mechanical | SLUICE VALVE | DISCHARGE SLUICE VALVE-02 | NA | Non-Critical | R K PURAM_SEC-4_OLD_ BP-02_DV_02_42 | - | - | 0 | - | Active | - | - | - | -
1745 | DJB_Package 03 | CHANDRAWAL WTP | Kirloskar | Mechanical | SLUICE VALVE | SUCTION SLUICE VALVE-02 | NA | Non-Critical | SATYA_NIKETAN_ BP-02_SV_02_17 | - | - | 0 | - | Active | - | - | - | -
1746 | DJB_Package 03 | CHANDRAWAL WTP | HP | INSTRUMENTATION | MONITOR | MONITOR | NA | Non-Critical | IDGAH_OLD_CAMERA_01_85 | - | - | 0 | - | Active | - | - | - | -
1747 | DJB_Package 03 | CHANDRAWAL WTP | MEI | Electrical | LT | STAR DELTA STARTER WITH OIL-02 | NA | Non-Critical | SARAI_KHALIL_BP-02_S/D_02_06 | - | - | 0 | - | Active | - | - | - | -
1748 | DJB_Package 03 | CHANDRAWAL WTP | L&T | Electrical | LT | STAR DELTA STARTER-01 | NA | Non-Critical | SATYA_NIKETAN_BP-01_S/D_01_02 | - | - | 0 | - | Active | - | - | - | -
1749 | DJB_Package 03 | CHANDRAWAL WTP | NA | Instrument | ELECTROMAGNETIC FLOW METER | ELECTROMAGNETIC FLOW METER-01 | NA | Non-Critical | TALKATORA UGR_INLET_EMF-01_24 | - | - | 0 | - | Active | - | - | - | -
1750 | DJB_Package 03 | CHANDRAWAL WTP | NA | Mechanical | NRV | NRV-1 | NA | Non-Critical | KISHANGANJ OLB_BP-01_NRV_1_13 | - | - | 0 | - | Active | - | - | - | -
1751 | DJB_Package 03 | CHANDRAWAL WTP | Havells | Electrical | LT | MCB | NA | Non-Critical | CYCLE MARKET_LT_MCB_04 | - | - | 0 | - | Active | - | - | - | -
1752 | DJB_Package 03 | CHANDRAWAL WTP | Kirloskar | Mechanical | SLUICE VALVE | DISCHARGE SLUICE VALVE | NA | Non-Critical | JHANDEWALAN_UGR_NDMC SUPPLY_DV_02_121 | - | - | 0 | - | Active | - | - | - | -
1753 | DJB_Package 03 | CHANDRAWAL WTP | STANDARD | Electrical | LT | 4-POLE CHANGEOVER | NA | Non-Critical | ANARKALI _LT_CHANGEOVER_4 | - | - | 0 | - | Active | - | - | - | -
1754 | DJB_Package 03 | CHANDRAWAL WTP | Advance | Electrical | LT | BOOSTER PUMP-08 OCB | NA | Non-Critical | JHANDEWALAN_OLD_OCB_08_18 | - | - | 0 | - | Active | - | - | - | -
1755 | DJB_Package 03 | CHANDRAWAL WTP | GURU | INSTRUMENTATION | PRESSURE GAUGE | PRESSURE GAUGE | NA | Non-Critical | JHANDEWALAN_OLD_BP_2_PG_133 | - | - | 0 | - | Active | - | - | - | -
1756 | DJB_Package 03 | CHANDRAWAL WTP | - | CIVIL | - | STORE ROOM-01 | STORE ROOM-01 | Non-Critical | JHANDEWALAN_STORE ROOM_01_156 | - | - | 0 | - | Active | - | - | - | -
1757 | DJB_Package 03 | WAZIRABAD WTP | Kirloskar | Mechanical | NRV | NRV | NA | Non-Critical | SANAGAM PARK_BPS_1_NRV_1_BP-1_20 | - | - | 0 | - | Active | - | - | - | -
1758 | DJB_Package 03 | CHANDRAWAL WTP | HPL | Electrical | LT | ATS STARTER-1 | NA | Non-Critical | PAHARI_DHIRAJ_NEW_ATS_01_06 | - | - | 0 | - | Active | - | - | - | -
1759 | DJB_Package 03 | CHANDRAWAL WTP | Kirloskar | Mechanical | SLUICE VALVE | SUCTION SLUICE VALVE-01 | NA | Non-Critical | MOTIA KHAN_BP-01_SV-01_15 | - | - | 0 | - | Active | - | - | - | -
1760 | DJB_Package 03 | CHANDRAWAL WTP | Havells | Electrical | LT | LT PANEL-03 | NA | Non-Critical | DARYAI NALA_NEW _LT_LT PANEL_03_04 | - | - | 0 | - | Active | - | - | - | -
1761 | DJB_Package 03 | CHANDRAWAL WTP | KSB | Mechanical | SLUICE VALVE | UGR DISCHARGE VALVE-1 | NA | Non-Critical | RAMJAS_UGR_DISCHARGE DV_1_13 | - | - | 0 | - | Active | - | - | - | -
1762 | DJB_Package 03 | CHANDRAWAL WTP | Siemens | Electrical | LT | BOOSTER PUMP-06 | NA | Non-Critical | JHANDEWALAN_OLD_BP_06_24 | - | - | 0 | - | Active | - | - | - | -
1763 | DJB_Package 03 | CHANDRAWAL WTP | NA | INSTRUMENTATION | PRESSURE TRANSMITTER | PRESSURE TRANSMITTER | NA | Non-Critical | JHANDEWALAN_OLD_BP_8_PT_147 | - | - | 0 | - | Active | - | - | - | -
1764 | DJB_Package 03 | CHANDRAWAL WTP | GURU | INSTRUMENTATION | PRESSURE GAUGE | PRESSURE GAUGE | NA | Non-Critical | JHANDEWALAN_OLD_BP_8_PG_139 | - | - | 0 | - | Active | - | - | - | -
1765 | DJB_Package 03 | CHANDRAWAL WTP | Kirloskar | Mechanical | SLUICE VALVE | UGR DISCHARGE VALVE-09 | NA | Non-Critical | TALKATORA_UGR_DV-1_16 | - | - | 0 | - | Active | - | - | - | -
1766 | DJB_Package 03 | CHANDRAWAL WTP | L&T | Electrical | LT | STAR DELTA STARTER-02 | NA | Non-Critical | SATYA_NIKETAN_BP-02_S/D_02_03 | - | - | 0 | - | Active | - | - | - | -
1767 | DJB_Package 03 | CHANDRAWAL WTP | UPADHAYA | Mechanical | NRV | NRV-1 | NA | Non-Critical | IDGAH_NEW_BP-01_NRV_01_70 | - | - | 0 | - | Active | - | - | - | -
1768 | DJB_Package 03 | WAZIRABAD WTP | Kirloskar | Mechanical | NRV | NRV | NA | Non-Critical | SANGAM PARK_BPS_3_NRV_3_BP-3__22 | - | - | 0 | - | Active | - | - | - | -
1769 | DJB_Package 03 | CHANDRAWAL WTP | VASS | Mechanical | BOOSTER PUMP | BOOSTER PUMP-04 | NA | Non-Critical | MOTIA KHAN_BP-04_14 | - | - | 0 | - | Active | - | - | - | -
1770 | DJB_Package 03 | CHANDRAWAL WTP | Kirloskar | Mechanical | NRV | NRV-2 | NA | Non-Critical | H-BLOCK_OLB_BP_02_NRV _2_13 | - | - | 0 | - | Active | - | - | - | -
1771 | DJB_Package 03 | CHANDRAWAL WTP | KSB | Mechanical | SLUICE VALVE | DISCHARGE SLUICE VALVE | NA | Non-Critical | JHANDEWALAN_NEW_BP_7_DV_07_93 | - | - | 0 | - | Active | - | - | - | -
1772 | DJB_Package 03 | CHANDRAWAL WTP | SKOPE | Mechanical | NRV | NRV-01 | NA | Non-Critical | R K PURAM_SEC-1_BP-01_NRV-01_22 | - | - | 0 | - | Active | - | - | - | -
1773 | DJB_Package 03 | CHANDRAWAL WTP | L&T | Electrical | LT | ACB PANEL-5 | NA | Non-Critical | IDGAH_OLD_ACB_05_12 | - | - | 0 | - | Active | - | - | - | -
1774 | DJB_Package 03 | CHANDRAWAL WTP | Kirloskar | Mechanical | NRV | NRV-1 | NA | Non-Critical | H-BLOCK_OLB_BP_01_NRV _1_12 | - | - | 0 | - | Active | - | - | - | -
1775 | DJB_Package 03 | CHANDRAWAL WTP | HPL | Electrical | LT | ATS STARTER-2 | NA | Non-Critical | PAHARI_DHIRAJ_NEW_ATS_02_07 | - | - | 0 | - | Active | - | - | - | -
1776 | DJB_Package 03 | CHANDRAWAL WTP | - | CIVIL | - | ROOM | PUMP HOUSE ROOM | Non-Critical | RK PURAM SEC-1_PH_01_28 | - | - | 0 | - | Active | - | - | - | -
1777 | DJB_Package 03 | CHANDRAWAL WTP | Siemens | Electrical | LT | BOOSTER PUMP-07 | NA | Non-Critical | JHANDEWALAN_OLD_BP_07_25 | - | - | 0 | - | Active | - | - | - | -
1778 | DJB_Package 03 | CHANDRAWAL WTP | Kirloskar | Mechanical | BOOSTER PUMP | BOOSTER PUMP-3 | NA | Non-Critical | PAHARI_DHIRAJ_NEW_BP-03_17 | - | - | 0 | - | Active | - | - | - | -
1779 | DJB_Package 03 | CHANDRAWAL WTP | Kirloskar | Mechanical | NRV | NRV- 01 | NA | Non-Critical | RAJENDRA PARK_BP_01_NRV _1_10 | - | - | 0 | - | Active | - | - | - | -
1780 | DJB_Package 03 | CHANDRAWAL WTP | - | CIVIL | - | UGR-02 | NA | Non-Critical | JEETGARH UGR-02_28 | - | - | 0 | - | Active | - | - | - | -
1781 | DJB_Package 03 | CHANDRAWAL WTP | KSB | Mechanical | BOOSTER PUMP | BOOSTER PUMP-06 | NA | Non-Critical | JHANDEWALAN_NEW_BP_06_78 | - | - | 0 | - | Active | - | - | - | -
1782 | DJB_Package 03 | CHANDRAWAL WTP | L&T | Electrical | LT | MCB-1 | NA | Non-Critical | SLAUGHTER_HOUSE_MCB_01_02 | - | - | 0 | - | Active | - | - | - | -
1783 | DJB_Package 03 | WAZIRABAD WTP | NA | Electrical | FAN | EXHAUST FAN_2 | NA | Non-Critical | DDA FLAT KALYAN VIHAR_LT_EXHAUST FAN_2_10 | - | - | 0 | - | Active | - | - | - | -
1784 | DJB_Package 03 | CHANDRAWAL WTP | NA | Instrument | ULT | ULTRASONIC LEVEL TRANSMITTER | NA | Non-Critical | RAJENDRA NAGAR_BPS_ULT_24 | - | - | 0 | - | Active | - | - | - | -
1785 | DJB_Package 03 | CHANDRAWAL WTP | L&T | Electrical | LT | FUSE SWITCH | NA | Non-Critical | MILITARY ROAD OLB_FUSE SWITCH_04 | - | - | 0 | - | Active | - | - | - | -
1786 | DJB_Package 03 | CHANDRAWAL WTP | GURU | INSTRUMENTATION | PRESSURE GAUGE | PRESSURE GAUGE | NA | Non-Critical | JHANDEWALAN_OLD_BP_1_PG_148 | - | - | 0 | - | Active | - | - | - | -
1787 | DJB_Package 03 | CHANDRAWAL WTP | ABB/KIRLOSKAR | Mechanical | BOOSTER PUMP | BOOSTER PUMP-2 | NA | Non-Critical | DARYAI NALA_OLD _BP_2_19 | - | - | 0 | - | Active | - | - | - | -
1788 | DJB_Package 03 | CHANDRAWAL WTP | HPL | Electrical | LT | MCCB-3 | NA | Non-Critical | PAHARI_DHIRAJ_NEW_MCCB_03_04 | - | - | 0 | - | Active | - | - | - | -
1789 | DJB_Package 03 | CHANDRAWAL WTP | Kirloskar | Mechanical | SLUICE VALVE | SUCTION VALVE | NA | Non-Critical | OLD RAJENDRA NAGAR_BPS_3_SUCTION_SV_3_16 | - | - | 0 | - | Active | - | - | - | -
1790 | DJB_Package 03 | CHANDRAWAL WTP | IVC | Mechanical | SLUICE VALVE | DISCHARGE SLUICE VALVE-5 | NA | Non-Critical | IDGAH_OLD_DV_05_58 | - | - | 0 | - | Active | - | - | - | -
1791 | DJB_Package 03 | CHANDRAWAL WTP | KSB | Mechanical | SLUICE VALVE | SUCTION SLUICE VALVE-01 | NA | Non-Critical | RAMJAS_BP-01_SV_1_08 | - | - | 0 | - | Active | - | - | - | -
1792 | DJB_Package 03 | CHANDRAWAL WTP | L&T | Electrical | LT | MAIN SWITCH-1 | NA | Non-Critical | CYCLE MARKET_LT_MAIN SWITCH-1_02 | - | - | 0 | - | Active | - | - | - | -
1793 | DJB_Package 03 | WAZIRABAD WTP | NA | Electrical | LT | MCB | NA | Non-Critical | POLICE LINE_OLB_LT_MCB_2_6 | - | - | 0 | - | Active | - | - | - | -
1794 | DJB_Package 03 | CHANDRAWAL WTP | JYOTIKA | Electrical | LT | BOOSTER PUMP-1 | NA | Non-Critical | CYCLE MARKET_BP_1_09 | - | - | 0 | - | Active | - | - | - | -
1795 | DJB_Package 03 | CHANDRAWAL WTP | GURU | Mechanical | PRESSURE GUAGE | PRESSURE GUAGE- 02 | NA | Non-Critical | AMARPURI_PG_02_14 | - | - | 0 | - | Active | - | - | - | -
1796 | DJB_Package 03 | CHANDRAWAL WTP | L&T/KIRLOSKAR | Mechanical | BOOSTER PUMP | BOOSTER PUMP-1 | NA | Non-Critical | DARYAI NALA_OLD _BP_1_18 | - | - | 0 | - | Active | - | - | - | -
1797 | DJB_Package 03 | CHANDRAWAL WTP | AVON CONTROL | Electrical | LT | STAR DELTA STARTER-4 | NA | Non-Critical | R K PURAM_SEC-7_ BP-04_SDS_04_05 | - | - | 0 | - | Active | - | - | - | -
1798 | DJB_Package 03 | WAZIRABAD WTP | NA | Electrical | LT | BPS STAR DELTA STARTER_2 | NA | Non-Critical | PREM KUNJ_BPS_2_S/D_BP-02_6 | - | - | 0 | - | Active | - | - | - | -
1799 | DJB_Package 03 | CHANDRAWAL WTP | Havells | Electrical | LT | MAIN SWITCH | NA | Non-Critical | R K PURAM_SEC-4_OLD_ MAIN SWITCH_01_29 | - | - | 0 | - | Active | - | - | - | -
1800 | DJB_Package 03 | CHANDRAWAL WTP | Kirloskar | Mechanical | SLUICE VALVE | UGR FLUSHING VALVE | NA | Non-Critical | FLAG STAFF_UGR_FV_12 | - | - | 0 | - | Active | - | - | - | -
1801 | DJB_Package 03 | WAZIRABAD WTP | Havells | Electrical | LT | SWITCH FUSE UNIT | NA | Non-Critical | MALL APARTMENT_LT_SWITCH FUSE UNIT_1_7 | - | - | 0 | - | Active | - | - | - | -
1802 | DJB_Package 03 | CHANDRAWAL WTP | NA | Instrument | PRESSURE GAUGE | PRESSURE GAUGE- 01 | NA | Non-Critical | H-BLOCK_PG_01_14 | - | - | 0 | - | Active | - | - | - | -
1803 | DJB_Package 03 | CHANDRAWAL WTP | NA | Mechanical | SUCTION SLUICE VALVE | SUCTION SLUICE VALVE-1 | NA | Non-Critical | KISHAN GANJ OLB_BP-01_SV_1_11 | - | - | 0 | - | Active | - | - | - | -
1804 | DJB_Package 03 | CHANDRAWAL WTP | CROMPTON | Electrical | FAN | WALL MOUNTED FAN | NA | Non-Critical | JHANDEWALAN_OLD_WFAN_06_55 | - | - | 0 | - | Active | - | - | - | -
1805 | DJB_Package 03 | CHANDRAWAL WTP | Kirloskar | Mechanical | SLUICE VALVE | DISCHARGE SLUICE VALVE | NA | Non-Critical | NEW RAJENDRA NAGAR_OLD_BP_01_DV_1_19 | - | - | 0 | - | Active | - | - | - | -
1806 | DJB_Package 03 | CHANDRAWAL WTP | NA | Mechanical | SLUICE VALVE | SUCTION SLUICE VALVE-1 | NA | Non-Critical | BAHADUR GARH OLB_BP-1_ SV_1_5 | - | - | 0 | - | Active | - | - | - | -
1807 | DJB_Package 03 | CHANDRAWAL WTP | Kiloskar | Mechanical | SLUICE VALVE | DISCHARGE SLUICE VALVE-4 | NA | Non-Critical | R K PURAM_SEC-4_NEW_BP-03_DV_04_23 | - | - | 0 | - | Active | - | - | - | -
1808 | DJB_Package 03 | CHANDRAWAL WTP | NA | Mechanical | DEWATERING PUMP | Dewatering Pump | NA | Non-Critical | NEW RAJENDRA NAGAR_OLD_DW_1_13 | - | - | 0 | - | Active | - | - | - | -
1809 | DJB_Package 03 | CHANDRAWAL WTP | SKOPE | Mechanical | NRV | NRV-02 | NA | Non-Critical | R K PURAM_SEC-1_BP-02_NRV-02_23 | - | - | 0 | - | Active | - | - | - | -
1810 | DJB_Package 03 | CHANDRAWAL WTP | L&T | Electrical | LT | STAR DELTA STARTER-01 | NA | Non-Critical | SARAI PHOOS_BP-01_S/D_01_3 | - | - | 0 | - | Active | - | - | - | -
1811 | DJB_Package 03 | CHANDRAWAL WTP | - | CIVIL | - | PUMP HOUSE | PUMP HOUSE ROOM- 02 | Non-Critical | IDGAH_BPS_PH_02_90 | - | - | 0 | - | Active | - | - | - | -
1812 | DJB_Package 03 | CHANDRAWAL WTP | AVON CONTROLS | Electrical | LT | ATS STARTER-1 | NA | Non-Critical | IDGAH_NEW_ATS_01_60 | - | - | 0 | - | Active | - | - | - | -
1813 | DJB_Package 03 | CHANDRAWAL WTP | L&T | Electrical | LT | STAR DELTA STARTER-01 | NA | Non-Critical | R K PURAM_SEC-1_BP-01_S/D-01_03 | - | - | 0 | - | Active | - | - | - | -
1814 | DJB_Package 03 | CHANDRAWAL WTP | Kirloskar | Mechanical | NRV | BP-02 NRV-02 | NA | Non-Critical | MOTI_BAGH_BP_02_NRV-01_27 | - | - | 0 | - | Active | - | - | - | -
1815 | DJB_Package 03 | CHANDRAWAL WTP | Kirloskar | Mechanical | SLUICE VALVE | UGR INLET SUCTION VALVE -02 | NA | Non-Critical | HINDURAO_UGR_INLET_SV_2_12 | - | - | 0 | - | Active | - | - | - | -
1816 | DJB_Package 03 | BHIKAJI CAMA PALACE BPS | Kirloskar | Mechanical | SLUICE VALVE | SUCTION SLUICE VALVE-2 | NA | Non-Critical | BHIKAJI_CAMA_BP-02_SV_02_13 | - | - | 0 | - | Active | - | - | - | -
1817 | DJB_Package 03 | CHANDRAWAL WTP | NA | Instrument | PRESSURE GAUGE | PRESSURE GAUGE-05 | NA | Non-Critical | NEW RAJENDRA NAGAR_NEW_BP-01_PG-05_39 | - | - | 0 | - | Active | - | - | - | -
1818 | DJB_Package 03 | CHANDRAWAL WTP | NA | Mechanical | NRV | NRV - 1 | NA | Non-Critical | SATYA_NIKETAN_ BP-01_NRV_01_25 | - | - | 0 | - | Active | - | - | - | -
1819 | DJB_Package 03 | CHANDRAWAL WTP | KSB | Mechanical | SLUICE VALVE | DISCHARGE SLUICE VALVE | NA | Non-Critical | JHANDEWALAN_NEW_BP_5_DV_05_91 | - | - | 0 | - | Active | - | - | - | -
1820 | DJB_Package 03 | CHANDRAWAL WTP | SKOPE | Mechanical | NRV | NRV-03 | NA | Non-Critical | R K PURAM_SEC-4_NEW_BP-03_NRV_03_26 | - | - | 0 | - | Active | - | - | - | -
1821 | DJB_Package 03 | CHANDRAWAL WTP | SOLID STATE | INSTRUMENTATION | ULTRASONIC LEVEL TRANSMITTER | ULTRASONIC LEVEL TRANSMITTER-01 | NA | Non-Critical | SARAI_KHALIL_ULT-01_20 | - | - | 0 | - | Active | - | - | - | -
1822 | DJB_Package 03 | CHANDRAWAL WTP | STRIPLEX | Electrical | LT | DOL Starter | NA | Non-Critical | GALI ARIHAN OLB_DOL STARTER_BP-01_3 | - | - | 0 | - | Active | - | - | - | -
1823 | DJB_Package 03 | CHANDRAWAL WTP | Kirloskar | Mechanical | SLUICE VALVE | SUCTION SLUICE VALVE-2 | NA | Non-Critical | R K PURAM_SEC-7_BP-02_SV-02_19 | - | - | 0 | - | Active | - | - | - | -
1824 | DJB_Package 03 | CHANDRAWAL WTP | MATHER PLATT | Mechanical | BOOSTER PUMP | BOOSTER PUMP-01 | NA | Non-Critical | DDA SIDE ONE RAJENDRA NAGAR_BP_1_12 | - | - | 0 | - | Active | - | - | - | -
1825 | DJB_Package 03 | CHANDRAWAL WTP | Kirloskar | Mechanical | SLUICE VALVE | SUCTION SLUICE VALVE | NA | Non-Critical | JHANDEWALAN_OLD_BP_4_SV_04_30 | - | - | 0 | - | Active | - | - | - | -
1826 | DJB_Package 03 | CHANDRAWAL WTP | DEEPAK | Mechanical | BALL VALVE | BALL VALVE- 01 | NA | Non-Critical | SARAI_KHALIL_BP-01_BV_01_18 | - | - | 0 | - | Active | - | - | - | -
1827 | DJB_Package 03 | CHANDRAWAL WTP | L&T | Electrical | LT | CHANGEOVER-01 | NA | Non-Critical | MOTIA KHAN_LT_CHANGEOVER-01_04 | - | - | 0 | - | Active | - | - | - | -
1828 | DJB_Package 03 | CHANDRAWAL WTP | NA | INSTRUMENTATION | PRESSURE TRANSMITTER | PRESSURE TRANSMITTER | NA | Non-Critical | JHANDEWALAN_OLD_BP_7_PT_146 | - | - | 0 | - | Active | - | - | - | -
1829 | DJB_Package 03 | CHANDRAWAL WTP | Kiloskar | Mechanical | SLUICE VALVE | SUCTION SLUICE VALVE-02 | NA | Non-Critical | R K PURAM_SEC-4_OLD_ BP-02_SV_02_40 | - | - | 0 | - | Active | - | - | - | -
1830 | DJB_Package 03 | CHANDRAWAL WTP | - | CIVIL | - | DG ROOM | NA | Non-Critical | DDA SITE-1 RAJENDRA NAGAR_DG ROOM_28 | - | - | 0 | - | Active | - | - | - | -
1831 | DJB_Package 03 | CHANDRAWAL WTP | NA | Mechanical | SLUICE VALVE | BP-1 DISCHARGE SLUICE VALVE-1 | NA | Non-Critical | ANARKALI_BP_1_DV-1_BP-01_9 | - | - | 0 | - | Active | - | - | - | -
1832 | DJB_Package 03 | CHANDRAWAL WTP | KSB | Electrical | LT | MCCB | NA | Non-Critical | RAMJAS_LT_MCCB_01 | - | - | 0 | - | Active | - | - | - | -
1833 | DJB_Package 03 | CHANDRAWAL WTP | NA | Electrical | LT | FUSE- 02 | NA | Non-Critical | OLD RAJENDRA NAGAR_LT_FUSE_2_2 | - | - | 0 | - | Active | - | - | - | -
1834 | DJB_Package 03 | CHANDRAWAL WTP | NA | Electrical | LT | STAR DELTA STARTER FOR TUBEWELL | NA | Non-Critical | DEV NAGAR OLB_S/D_3_TW_04 | - | - | 0 | - | Active | - | - | - | -
1835 | DJB_Package 03 | CHANDRAWAL WTP | KSB | Mechanical | SLUICE VALVE | BP-2 SUCTION SV-2 | NA | Non-Critical | MILITARY ROAD OLB_BP_02_SV_2_10 | - | - | 0 | - | Active | - | - | - | -
1836 | DJB_Package 03 | CHANDRAWAL WTP | Kirloskar | Mechanical | SLUICE VALVE | DISCHARGE VALVE | NA | Non-Critical | OLD RAJENDRA NAGAR_BPS_1_DISCHARGE_DV_1_17 | - | - | 0 | - | Active | - | - | - | -
1837 | DJB_Package 03 | WAZIRABAD WTP | Havells | Electrical | LT | OIL IMMERSED STAR DELTA STARTER_2 | NA | Non-Critical | MALL APARTMENT_BP_02_ OIL IMMERSED STARDELTA_STARTER_2_13 | - | - | 0 | - | Active | - | - | - | -
1838 | DJB_Package 03 | CHANDRAWAL WTP | NA | INSTRUMENTATION | PRESSURE TRANSMITTER | PRESSURE TRANSMITTER | NA | Non-Critical | JHANDEWALAN_OLD_BP_2_PT_141 | - | - | 0 | - | Active | - | - | - | -
1839 | DJB_Package 03 | CHANDRAWAL WTP | - | CIVIL | - | ROOM | STAFF ROOM | Non-Critical | HASANPUR_ROOM _01_31 | - | - | 0 | - | Active | - | - | - | -
1840 | DJB_Package 03 | CHANDRAWAL WTP | NA | INSTRUMENTATION | ELECTROMAGNETIC FLOW METER | ELECTROMAGNETIC FLOW METER-01 | NA | Non-Critical | PAHARI_DHIRAJ_OLD_EMF_01_75 | - | - | 0 | - | Active | - | - | - | -
1841 | DJB_Package 03 | CHANDRAWAL WTP | SKOPE | Mechanical | SLUICE VALVE | DISCHARGE SLUICE VALVE- 02 | NA | Non-Critical | SARAI_KHALIL_BP-01_DV_02_15 | - | - | 0 | - | Active | - | - | - | -
1842 | DJB_Package 03 | CHANDRAWAL WTP | Kiloskar | Mechanical | SLUICE VALVE | SUCTION SLUICE VALVE-2 | NA | Non-Critical | R K PURAM_SEC-4_NEW_BP-02_SV_02_18 | - | - | 0 | - | Active | - | - | - | -
1843 | DJB_Package 03 | CHANDRAWAL WTP | NA | INSTRUMENATION | ELECTROMAGNETIC FLOW METER | ELECTROMAGNETIC FLOW METER-02 | NA | Non-Critical | RK PURAM SEC-5_BPS_INLET_EMF-02_25 | - | - | 0 | - | Active | - | - | - | -
1844 | DJB_Package 03 | CHANDRAWAL WTP | - | CIVIL | - | BATHROOM | BATHROOM | Non-Critical | RK PURAM SEC-7_BOUNDARY_01_42 | - | - | 0 | - | Active | - | - | - | -
1845 | DJB_Package 03 | CHANDRAWAL WTP | STANDARD | Electrical | LT | LT Panel | NA | Non-Critical | TAIL MILL_ROAD_LT_01_02 | - | - | 0 | - | Active | - | - | - | -
1846 | DJB_Package 03 | CHANDRAWAL WTP | Kirloskar | Mechanical | SLUICE VALVE | SUCTION SLUICE VALVE | NA | Non-Critical | JHANDEWALAN_UGR_FEEDING TO UGR_SV_04_119 | - | - | 0 | - | Active | - | - | - | -
1847 | DJB_Package 03 | CHANDRAWAL WTP | Advance | Electrical | LT | OIL IMMERSED STAR DELTA STARTER-04 | NA | Non-Critical | NEW RAJENDRA NAGAR_OLD_BP-04_ OIL IMMERSED S/D_4_6 | - | - | 0 | - | Active | - | - | - | -
1848 | DJB_Package 03 | CHANDRAWAL WTP | - | CIVIL | - | TOILET | TOILET | Non-Critical | RK PURAM SEC-7_TOILET_01_41 | - | - | 0 | - | Active | - | - | - | -
1849 | DJB_Package 03 | CHANDRAWAL WTP | Kirloskar | Mechanical | BOOSTER PUMP | BOOSTER PUMP-02 | NA | Non-Critical | TAIL MILL_ROAD_BP-02_08 | - | - | 0 | - | Active | - | - | - | -
1850 | DJB_Package 03 | CHANDRAWAL WTP | Kirloskar | Mechanical | SLUICE VALVE | BP-1 DISCHARGE DV-1 | NA | Non-Critical | DARYAI NALA_OLD BP_1_DV_1_29 | - | - | 0 | - | Active | - | - | - | -
1851 | DJB_Package 03 | WAZIRABAD WTP | NA | Instrument | PRESSURE GAUGE | PRESSURE GAUGE-02 | NA | Non-Critical | DDA FLAT KALYAN VIHARBPS_PG-02_24 | - | - | 0 | - | Active | - | - | - | -
1852 | DJB_Package 03 | CHANDRAWAL WTP | Advance | Electrical | LT | PALAM UGR_LRS WITH OCB- 150 AMP_3 | NA | Non-Critical | JHANDEWALAN_NEW_LRS_03_71 | - | - | 0 | - | Active | - | - | - | -
1853 | DJB_Package 03 | CHANDRAWAL WTP | L&T | Electrical | LT | DOL STARTER-2 | NA | Non-Critical | CYCLE MARKET_DOL_STARTER-2_07 | - | - | 0 | - | Active | - | - | - | -
1854 | DJB_Package 03 | CHANDRAWAL WTP | L&T | Electrical | LT | STAR DELTA STARTER-01 | NA | Non-Critical | DARYAI NALA_NEW _S/D_BP-01_06 | - | - | 0 | - | Active | - | - | - | -
1855 | DJB_Package 03 | CHANDRAWAL WTP | Kirloskar | Mechanical | SLUICE VALVE | DELIVERY SLUICE VALVE | NA | Non-Critical | HASANPUR_ UGR_ DV_05_15 | - | - | 0 | - | Active | - | - | - | -
1856 | DJB_Package 03 | WAZIRABAD WTP | CROMPTON | Mechanical | BOOSTER PUMP | BOOSTER PUMP- 01 | NA | Non-Critical | SARVODAYA KANYA VIDYALAYA_BP-01_7 | - | - | 0 | - | Active | - | - | - | -
1857 | DJB_Package 03 | CHANDRAWAL WTP | AVON CONTROLS | Electrical | LT | DOL STARTER-1 | NA | Non-Critical | IDGAH_NEW_DOL_STARTER_02_62 | - | - | 0 | - | Active | - | - | - | -
1858 | DJB_Package 03 | CHANDRAWAL WTP | NA | INSTRUMENATION | ELECTROMAGENTIC FLOW METER | ELECTROMAGENTIC FLOW METER-01 | NA | Non-Critical | RK PURAM SEC-4_BPS_INLET_EMF_01_44 | - | - | 0 | - | Active | - | - | - | -
1859 | DJB_Package 03 | CHANDRAWAL WTP | HPL | Electrical | LT | MCCB-2 | NA | Non-Critical | PAHARI_DHIRAJ_OLD_MCB_02_45 | - | - | 0 | - | Active | - | - | - | -
1860 | DJB_Package 03 | CHANDRAWAL WTP | Advance | Electrical | LT | STAR DELTA OIL STARTER-2 | NA | Non-Critical | MULTANI_DHANDA_BP-02_S/D_02_04 | - | - | 0 | - | Active | - | - | - | -
1861 | DJB_Package 03 | CHANDRAWAL WTP | UPADHAYA | Mechanical | SLUICE VALVE | DISCHARGE SLUICE VALVE-2 | NA | Non-Critical | IDGAH_NEW_BP-01_DV_02_69 | - | - | 0 | - | Active | - | - | - | -
1862 | DJB_Package 03 | CHANDRAWAL WTP | Kirloskar | Mechanical | SLUICE VALVE | UGR FLUSHING VALVE-01 | NA | Non-Critical | JEETGARH_UGR_FV-01_20 | - | - | 0 | - | Active | - | - | - | -
1863 | DJB_Package 03 | CHANDRAWAL WTP | CP PLUS | INSTRUMENTATION | CCTV CAMERA | CCTV CAMERA -05 | NA | Non-Critical | IDGAH_OLD_CAMERA_05_81 | - | - | 0 | - | Active | - | - | - | -
1864 | DJB_Package 03 | CHANDRAWAL WTP | L&T | Electrical | LT | MAIN MCCB-1 | NA | Non-Critical | MOTI_BAGH_MAIN_MCCB_01_01 | - | - | 0 | - | Active | - | - | - | -
1865 | DJB_Package 03 | CHANDRAWAL WTP | ABB | Electrical | LT | MCB-01 | NA | Non-Critical | JEETGARH UGR_LT_MCB-01_2 | - | - | 0 | - | Active | - | - | - | -
1866 | DJB_Package 03 | CHANDRAWAL WTP | KSB | Mechanical | SLUICE VALVE | DISCHARGE SLUICE VALVE | NA | Non-Critical | JHANDEWALAN_NEW_BP_4_DV_04_90 | - | - | 0 | - | Active | - | - | - | -
1867 | DJB_Package 03 | CHANDRAWAL WTP | Kirloskar | Mechanical | SLUICE VALVE | INLET SUCTION SLUICE VALVE | NA | Non-Critical | NEW RAJENDRA NAGAR_OLD_UGR_SUCTION_SV_1_14 | - | - | 0 | - | Active | - | - | - | -
1868 | DJB_Package 03 | CHANDRAWAL WTP | Havells | Electrical | LT | LT PANEL-04 | NA | Non-Critical | DARYAI NALA_NEW _LT_LT PANEL_04_05 | - | - | 0 | - | Active | - | - | - | -
1869 | DJB_Package 03 | CHANDRAWAL WTP | Kirloskar | Mechanical | SLUICE VALVE | BP_04_DISCHARGE SLUICE VALVE-01 | NA | Non-Critical | MOTI_BAGH_BP_04_DV-01_25 | - | - | 0 | - | Active | - | - | - | -
1870 | DJB_Package 03 | CHANDRAWAL WTP | KIRLOSKAR/LUBI | Mechanical | BOOSTER PUMP | BOOSTER PUMP-01 | NA | Non-Critical | R K PURAM_SEC-4_NEW_BP-01_09 | - | - | 0 | - | Active | - | - | - | -
1871 | DJB_Package 03 | CHANDRAWAL WTP | L&T | Electrical | LT | BP_01_STAR-DELTA STARTER-1 | NA | Non-Critical | MOTI_BAGH_S/D_BP-01_02 | - | - | 0 | - | Active | - | - | - | -
1872 | DJB_Package 03 | CHANDRAWAL WTP | NA | Mechanical | SUCTION SLUICE VALVE | SUCTION SLUICE VALVE-2 | NA | Non-Critical | KISHANGANJ OLB_BP-02_ SV_2_14 | - | - | 0 | - | Active | - | - | - | -
1873 | DJB_Package 03 | CHANDRAWAL WTP | KSB | Mechanical | SLUICE VALVE | DISCHARGE SLUICE VALVE | NA | Non-Critical | JHANDEWALAN_NEW_BP_1_DV_01_87 | - | - | 0 | - | Active | - | - | - | -
1874 | DJB_Package 03 | CHANDRAWAL WTP | L&T | Electrical | LT | MAIN MCCB-4 | NA | Non-Critical | IDGAH_OLD_MCCB_04_17 | - | - | 0 | - | Active | - | - | - | -
1875 | DJB_Package 03 | CHANDRAWAL WTP | - | CIVIL | - | PUMP HOUSE | PUMP HOUSE | Non-Critical | ANARKALI BPS_PUMPHOUSE_1_13 | - | - | 0 | - | Active | - | - | - | -
1876 | DJB_Package 03 | CHANDRAWAL WTP | L&T | Electrical | LT | STAR DELTA STARTER-02 | NA | Non-Critical | SARAI PHOOS_BP-02_S/D-02_4 | - | - | 0 | - | Active | - | - | - | -
1877 | DJB_Package 03 | CHANDRAWAL WTP | Kirloskar | Mechanical | SLUICE VALVE | BP-2 DISCHARGE SV-2 | NA | Non-Critical | DEV NAGAR OLB_BP_2_DV_2_BP-02_11 | - | - | 0 | - | Active | - | - | - | -
1878 | DJB_Package 03 | CHANDRAWAL WTP | Kirloskar | Mechanical | SLUICE VALVE | DISCHARGE SLUICE VALVE | NA | Non-Critical | JHANDEWALAN_UGR_NDMC SUPPLY_DV_01_120 | - | - | 0 | - | Active | - | - | - | -
1879 | DJB_Package 03 | CHANDRAWAL WTP | Kirloskar | Mechanical | BOOSTER PUMP | BOOSTER PUMP-3 | NA | Non-Critical | PAHARI_DHIRAJ_OLD_BP-03_56 | - | - | 0 | - | Active | - | - | - | -
1880 | DJB_Package 03 | CHANDRAWAL WTP | Kirloskar | Mechanical | NRV | BP-03 NRV-03 | NA | Non-Critical | MOTI_BAGH_BP_03_NRV-01_28 | - | - | 0 | - | Active | - | - | - | -
1881 | DJB_Package 03 | CHANDRAWAL WTP | - | CIVIL | - | OLB PUMP HOUSE | NA | Non-Critical | H-BLOCK_OLB_PUMP HOUSE_01_15 | - | - | 0 | - | Active | - | - | - | -
1882 | DJB_Package 03 | CHANDRAWAL WTP | KSB | Mechanical | NRV | NRV-1 | NA | Non-Critical | MULTANI_DHANDA_BP-01_NRV_01_17 | - | - | 0 | - | Active | - | - | - | -
1883 | DJB_Package 03 | CHANDRAWAL WTP | NA | Mechanical | SLUICE VALVE | SUCTION SLUICE VALVE-5 | NA | Non-Critical | PAHARI_DHIRAJ_NEW_SV_05_30 | - | - | 0 | - | Active | - | - | - | -
1884 | DJB_Package 03 | CHANDRAWAL WTP | NA | Electrical | LT | FUSE- 01 | NA | Non-Critical | H-BLOCK_LT_FUSE_1_1 | - | - | 0 | - | Active | - | - | - | -
1885 | DJB_Package 03 | CHANDRAWAL WTP | Havells | Electrical | LT | 4 POLE CHANGEOVER SWITCH | NA | Non-Critical | JHANDEWALAN_NEW_CHANGEOVER_01_65 | - | - | 0 | - | Active | - | - | - | -
1886 | DJB_Package 03 | CHANDRAWAL WTP | NA | INSTRUMENTATION | ELECTROMAGNETIC FLOW METER | ELECTROMAGNETIC FLOW METER -03 | NA | Non-Critical | TAIL MILL_ROAD_OUTLET_EMF-03_20 | - | - | 0 | - | Active | - | - | - | -
1887 | DJB_Package 03 | CHANDRAWAL WTP | - | CIVIL | - | PUMP HOUSE | PUMP HOUSE ROOM | Non-Critical | PAHARI_DHIRAJ_PH_ROOM_01_79 | - | - | 0 | - | Active | - | - | - | -
1888 | DJB_Package 03 | CHANDRAWAL WTP | L&T | Electrical | LT | DOL STARTER- 1 | NA | Non-Critical | SATYA_NIKETAN_DW-01_DS_01_06 | - | - | 0 | - | Active | - | - | - | -
1889 | DJB_Package 03 | CHANDRAWAL WTP | - | CIVIL | - | PUMP HOUSE BOUNDARY | PUMP HOUSE BOUNDARY | Non-Critical | MULTANI_DHANDA_PH_BOUNDARY_01_27 | - | - | 0 | - | Active | - | - | - | -
1890 | DJB_Package 03 | CHANDRAWAL WTP | Kirloskar | Mechanical | SLUICE VALVE | DISCHARGE SLUICE VALVE | NA | Non-Critical | JHANDEWALAN_UGR_CONSUMERS_DV_09_128 | - | - | 0 | - | Active | - | - | - | -
1891 | DJB_Package 03 | CHANDRAWAL WTP | Kirloskar | Mechanical | SLUICE VALVE | DISCHARGE SLUICE VALVE-5 | NA | Non-Critical | R K PURAM_SEC-7_OHT_DV_05_26 | - | - | 0 | - | Active | - | - | - | -
1892 | DJB_Package 03 | CHANDRAWAL WTP | NA | INSTRUMENTATION | ELECTROMEGNATIC FLOW METER | ELECTROMEGNATIC FLOW METER-1 | NA | Non-Critical | CYCLE MARKET_EMF_1_15 | - | - | 0 | - | Active | - | - | - | -
1893 | DJB_Package 03 | WAZIRABAD WTP | NA | Electrical | LT | MCB | NA | Non-Critical | POLICE LINE_OLB_LT_MCB_4_12 | - | - | 0 | - | Active | - | - | - | -
1894 | DJB_Package 03 | CHANDRAWAL WTP | PIOUS | INSTRUMENTATION | SOLID STATE WATER LEVEL | WL | NA | Non-Critical | MOTIA KHAN BPS_WL_31 | - | - | 0 | - | Active | - | - | - | -
1895 | DJB_Package 03 | CHANDRAWAL WTP | NA | Mechanical | BALL VALVE | BALL VALVE | NA | Non-Critical | JHANDEWALAN_NEW_BV_5_SV_05_107 | - | - | 0 | - | Active | - | - | - | -
1896 | DJB_Package 03 | CHANDRAWAL WTP | - | CIVIL | - | STAFF ROOM | STAFF ROOM | Non-Critical | IDGAH_BPS_STAFF_ROOM_01_91 | - | - | 0 | - | Active | - | - | - | -
1897 | DJB_Package 03 | CHANDRAWAL WTP | NA | Mechanical | SLUICE VALVE | SUCTION SLUICE VALVE-1 | NA | Non-Critical | GALI BARNA OLB_BP-1_SV_1_4 | - | - | 0 | - | Active | - | - | - | -
1898 | DJB_Package 03 | CHANDRAWAL WTP | NA | Mechanical | BOOSTER PUMP | BOOSTER PUMP -2 | NA | Non-Critical | SHEESH MAHAL OLB_BP-02_9 | - | - | 0 | - | Active | - | - | - | -
1899 | DJB_Package 03 | CHANDRAWAL WTP | - | CIVIL | - | STAFF ROOM | STAFF ROOM | Non-Critical | PAHARI_DHIRAJ_S_ROOM_01_81 | - | - | 0 | - | Active | - | - | - | -
1900 | DJB_Package 03 | CHANDRAWAL WTP | Kirloskar | Mechanical | SLUICE VALVE | UGR DISCHARGE VALVE-14 | NA | Non-Critical | TALKATORA_UGR_DV-1_21 | - | - | 0 | - | Active | - | - | - | -
1901 | DJB_Package 03 | CHANDRAWAL WTP | AVON CONTROL | Electrical | LT | Main MCCB | NA | Non-Critical | R K PURAM_SEC-7_MAIN_MCCB_01_01 | - | - | 0 | - | Active | - | - | - | -
1902 | DJB_Package 03 | CHANDRAWAL WTP | KSB | Mechanical | SLUICE VALVE | DISCHARGE SLUICE VALVE | NA | Non-Critical | JHANDEWALAN_ NEW_BP_2_DV_02_88 | - | - | 0 | - | Active | - | - | - | -
1903 | DJB_Package 03 | CHANDRAWAL WTP | Kirloskar | Mechanical | FLUSHING VALVE | FLUSHING SLUICE VALVE-02 | NA | Non-Critical | PALAM_UGR_FV_02_22 | - | - | 0 | - | Active | - | - | - | -
1904 | DJB_Package 03 | CHANDRAWAL WTP | L&T | Electrical | LT | STAR DELTA STARTER-01 | NA | Non-Critical | SLAUGHTER_HOUSE_ BP-01_S/D_01_06 | - | - | 0 | - | Active | - | - | - | -
1905 | DJB_Package 03 | CHANDRAWAL WTP | Kiloskar | Mechanical | SLUICE VALVE | INLET SLUICE VALVE-3 | NA | Non-Critical | R K PURAM_SEC-4_NEW_INLET_SV_03_16 | - | - | 0 | - | Active | - | - | - | -
1906 | DJB_Package 03 | CHANDRAWAL WTP | Havells | Electrical | LT | Kit Kat Fuse | NA | Non-Critical | MILITARY ROAD OLB_KIT KAT FUSES_01 | - | - | 0 | - | Active | - | - | - | -
1907 | DJB_Package 03 | CHANDRAWAL WTP | GURU | INSTRUMENTATION | PRESSURE GAUGE | PRESSURE GAUGE | NA | Non-Critical | JHANDEWALAN_OLD_BP_7_PG_138 | - | - | 0 | - | Active | - | - | - | -
1908 | DJB_Package 03 | CHANDRAWAL WTP | Advance | Electrical | LT | STAR DELTA STARTER-1 WITH OIL | NA | Non-Critical | AMARPURI_BP-01_S/D_01_03 | - | - | 0 | - | Active | - | - | - | -
1909 | DJB_Package 03 | CHANDRAWAL WTP | Kirloskar | Mechanical | SLUICE VALVE | DELIVERY SLUICE VALVE | NA | Non-Critical | HASANPUR_ UGR_ DV_06_16 | - | - | 0 | - | Active | - | - | - | -
1910 | DJB_Package 03 | CHANDRAWAL WTP | Kirloskar | Mechanical | BOOSTER PUMP | CHARGING PUMP-1 | NA | Non-Critical | R K PURAM_SEC-7_CP-01_15 | - | - | 0 | - | Active | - | - | - | -
1911 | DJB_Package 03 | CHANDRAWAL WTP | Kirloskar | Mechanical | BOOSTER PUMP | BOOSTER PUMP-4 | NA | Non-Critical | R K PURAM_SEC-7_BP-04_14 | - | - | 0 | - | Active | - | - | - | -
1912 | DJB_Package 03 | CHANDRAWAL WTP | IVC | Mechanical | SLUICE VALVE | INLET SLUICE VALVE-2 | NA | Non-Critical | IDGAH_OLD_INLET_SV_02_48 | - | - | 0 | - | Active | - | - | - | -
1913 | DJB_Package 03 | CHANDRAWAL WTP | CROMPTON | Electrical | FAN | WALL FAN | NA | Non-Critical | R K PURAM_SEC-4_OLD_FAN_01_35 | - | - | 0 | - | Active | - | - | - | -
1914 | DJB_Package 03 | CHANDRAWAL WTP | KSB | Mechanical | SLUICE VALVE | DISCHARGE SLUICE VALVE-01 | NA | Non-Critical | RAMJAS_BP-01_DV_1_09 | - | - | 0 | - | Active | - | - | - | -
1915 | DJB_Package 03 | CHANDRAWAL WTP | NA | INSTRUMENTATION | ELECTROMAGNETIC FLOW METER | ELECTROMAGNETIC FLOW METER-3 | NA | Non-Critical | RIDGE ROAD_EMF-03_12 | - | - | 0 | - | Active | - | - | - | -
1916 | DJB_Package 03 | CHANDRAWAL WTP | PROCESS | INSTRUMENTATION | PRESSURE TRANSMITTER | PRESSURE TRANSMITTER-01 | NA | Non-Critical | IDGAH_NEW_PT-01_86 | - | - | 0 | - | Active | - | - | - | -
1917 | DJB_Package 03 | CHANDRAWAL WTP | Kirloskar | Mechanical | NRV | BP-1 NRV-01 | NA | Non-Critical | DARYAI NALA_NEW BP_1_NRV_1_12 | - | - | 0 | - | Active | - | - | - | -
1918 | DJB_Package 03 | WAZIRABAD WTP | C&S | Electrical | LT | change over Switch | NA | Non-Critical | VIJAY NAGAR_OLB_CHANGE OVER_4 | - | - | 0 | - | Active | - | - | - | -
1919 | DJB_Package 03 | CHANDRAWAL WTP | Kirloskar | Mechanical | SLUICE VALVE | INLET SLUICE VALVE | NA | Non-Critical | SATYA_NIKETAN_ INLET_SV-01_15 | - | - | 0 | - | Active | - | - | - | -
1920 | DJB_Package 03 | WAZIRABAD WTP | Kirloskar | Mechanical | SLUICE VALVE | SUCTION SLUICE VALVE | NA | Non-Critical | POLICE LINE_OLB_2_SV_2_BP-02_20 | - | - | 0 | - | Active | - | - | - | -
1921 | DJB_Package 03 | CHANDRAWAL WTP | KSB | Mechanical | VACUUM PUMP | VACUUM PUMP | NA | Non-Critical | JHANDEWALAN_NEW_VP_102 | - | - | 0 | - | Active | - | - | - | -
1922 | DJB_Package 03 | CHANDRAWAL WTP | NA | INSTRUMENTATION | ELECTROMAGNETIC FLOW METER | ELECTROMAGNETIC FLOW METER -04 | NA | Non-Critical | PALAM_UGR_OUTLET_EMF_04_29 | - | - | 0 | - | Active | - | - | - | -
1923 | DJB_Package 03 | CHANDRAWAL WTP | L&T | Electrical | LT | DOL STARTER -1 | NA | Non-Critical | R K PURAM_SEC-4_NEW_DS_01_06 | - | - | 0 | - | Active | - | - | - | -
1924 | DJB_Package 03 | CHANDRAWAL WTP | NA | INSTRUMENTATION | FLOW METER | OUTLET ELECTROMAGNETIC FLOWMETER -2 | NA | Non-Critical | HASANPUR_UGR_EMF_OUTLET_02_27 | - | - | 0 | - | Active | - | - | - | -
1925 | DJB_Package 03 | CHANDRAWAL WTP | UPADHAYA | Mechanical | SLUICE VALVE | SUCTION SLUICE VALVE-1 | NA | Non-Critical | PAHARI_DHIRAJ_OLD_BP-01_SV_01_59 | - | - | 0 | - | Active | - | - | - | -
1926 | DJB_Package 03 | CHANDRAWAL WTP | L&T | Electrical | LT | BP- 01 STAR DELTA STARTER_1 | NA | Non-Critical | OLD RAJENDRA NAGAR_BPS_1_STARDELTA_STARTER_1_5 | - | - | 0 | - | Active | - | - | - | -
1927 | DJB_Package 03 | WAZIRABAD WTP | Kirloskar | Mechanical | SLUICE VALVE | SUCTION SLUICE VALVE-01 | NA | Non-Critical | DDA FLAT KALYAN VIHAR_BPS_1_SV_1_BP-01_16 | - | - | 0 | - | Active | - | - | - | -
1928 | DJB_Package 03 | CHANDRAWAL WTP | NA | INSTRUMENTATION | ELECTROMAGNETIC FLOW METER | ELECTROMAGNETIC FLOW METER- 01 | NA | Non-Critical | SATYA NIKETAN_BPS_INLET_EMF-01_28 | - | - | 0 | - | Active | - | - | - | -
1929 | DJB_Package 03 | BHIKAJI CAMA PALACE BPS | Kirloskar | Mechanical | NRV | NRV-2 | NA | Non-Critical | BHIKAJI_CAMA_BP-02_NRV-2_17 | - | - | 0 | - | Active | - | - | - | -
1930 | DJB_Package 03 | CHANDRAWAL WTP | KSB | Mechanical | NRV | NRV | NA | Non-Critical | JHANDEWALAN_NEW_BP_1_NRV_05_100 | - | - | 0 | - | Active | - | - | - | -
1931 | DJB_Package 03 | CHANDRAWAL WTP | KSB | Electrical | LT | CHANGEOVER-02 | NA | Non-Critical | MOTIA KHAN_LT_CHANGEOVER-02_05 | - | - | 0 | - | Active | - | - | - | -
1932 | DJB_Package 03 | CHANDRAWAL WTP | KSB | Electrical | LT | TRANSFORMER-1 | NA | Non-Critical | JHANDEWALAN_NEW_TRANS_01_58 | - | - | 0 | - | Active | - | - | - | -
1933 | DJB_Package 03 | CHANDRAWAL WTP | Kirloskar | Mechanical | BOOSTER PUMP | BOOSTER PUMP-03 | NA | Non-Critical | NEW RAJENDRA NAGAR_OLD_BP-03_10 | - | - | 0 | - | Active | - | - | - | -
1934 | DJB_Package 03 | CHANDRAWAL WTP | NA | Instrument | PRESSURE GAUGE | PRESSURE GAUGE-01 | NA | Non-Critical | SHEESH MAHAL OLB_PG_1_17 | - | - | 0 | - | Active | - | - | - | -
1935 | DJB_Package 03 | CHANDRAWAL WTP | CP PLUS | INSTRUMENTATION | CCTV CAMERA | CCTV CAMERA -03 | NA | Non-Critical | IDGAH_OLD_CAMERA_03_79 | - | - | 0 | - | Active | - | - | - | -
1936 | DJB_Package 03 | CHANDRAWAL WTP | Kirloskar | Mechanical | SLUICE VALVE | DISCHARGE SLUICE VALVE-4 | NA | Non-Critical | R K PURAM_SEC-7_BP-04_DV-04_25 | - | - | 0 | - | Active | - | - | - | -
1937 | DJB_Package 03 | CHANDRAWAL WTP | KROHNE | INSTRUMENTATION | ELECTROMEGNATIC FLOW METER | OUTLET ELECTROMEGNATIC FLOW METER-1 | NA | Non-Critical | ANARKALI BPS_EMF_1_11 | - | - | 0 | - | Active | - | - | - | -
1938 | DJB_Package 03 | CHANDRAWAL WTP | PROCESS | INSTRUMENTATION | PRESSURE TRANSMITTER | PRESSURE TRANSMITTER-02 | NA | Non-Critical | IDGAH_OLD_PT_02_75 | - | - | 0 | - | Active | - | - | - | -
1939 | DJB_Package 03 | CHANDRAWAL WTP | COROMPTION /KSB | Mechanical | BOOSTER PUMP | BOOSTER PUMP-01 | NA | Non-Critical | JHANDEWALAN_NEW_BP_01_73 | - | - | 0 | - | Active | - | - | - | -
1940 | DJB_Package 03 | CHANDRAWAL WTP | NA | Instrument | ELECTROMAGNETIC FLOW METER | ELECTROMAGNETIC FLOW METER-03 | NA | Non-Critical | FLAG STAFF UGR_EMF-03_15 | - | - | 0 | - | Active | - | - | - | -
1941 | DJB_Package 03 | WAZIRABAD WTP | L&T | Electrical | LT | BPS STAR DELTA STARTER_2 | NA | Non-Critical | SANGAM PARK_BPS_2_STARDELTA_STARTER_2_5 | - | - | 0 | - | Active | - | - | - | -
1942 | DJB_Package 03 | CHANDRAWAL WTP | Kirloskar | Mechanical | SLUICE VALVE | BP-1 DISCHARGE DV-8 | NA | Non-Critical | DARYAI NALA_OLD BP_3_DV_3_28 | - | - | 0 | - | Active | - | - | - | -
1943 | DJB_Package 03 | CHANDRAWAL WTP | L&T | Electrical | LT | BP- 02 STAR DELTA STARTER_1 | NA | Non-Critical | OLD RAJENDRA NAGAR_BPS_2_STARDELTA_STARTER_1_6 | - | - | 0 | - | Active | - | - | - | -
1944 | DJB_Package 03 | CHANDRAWAL WTP | Kirloskar | Mechanical | BOOSTER PUMP | BOOSTER PUMP-4 | NA | Non-Critical | IDGAH_OLD_BP-04_44 | - | - | 0 | - | Active | - | - | - | -
1945 | DJB_Package 03 | CHANDRAWAL WTP | NA | INSTRUMENTATION | ULTRASONIC LEVEL TRANSMITTER | ULTRASONIC LEVEL TRANSMITTER | NA | Non-Critical | PAHARI_DHIRAJ_NEW_ULT_01_69 | - | - | 0 | - | Active | - | - | - | -
1946 | DJB_Package 03 | WAZIRABAD WTP | L&T | Electrical | LT | BPS STAR DELTA STARTER_1 | NA | Non-Critical | SANGAM PARK_BPS_1_STARDELTA_STARTER_1_4 | - | - | 0 | - | Active | - | - | - | -
1947 | DJB_Package 03 | CHANDRAWAL WTP | CROMPTON | Electrical | FAN | WALL MOUNTED FAN | NA | Non-Critical | JHANDEWALAN_OLD_WFAN_01_50 | - | - | 0 | - | Active | - | - | - | -
1948 | DJB_Package 03 | WAZIRABAD WTP | NA | Electrical | LT | BPS STAR DELTA STARTER_1 | NA | Non-Critical | PREM KUNJ_BPS_1_S/D_BP-01_5 | - | - | 0 | - | Active | - | - | - | -
1949 | DJB_Package 03 | CHANDRAWAL WTP | - | CIVIL | - | PUMP HOUSE | NA | Non-Critical | NEW RAJENDRA NAGAR_PUMP HOUSE_NEW_45 | - | - | 0 | - | Active | - | - | - | -
1950 | DJB_Package 03 | CHANDRAWAL WTP | NA | Mechanical | BOOSTER PUMP | BOOSTER PUMP -1 | NA | Non-Critical | SHEESH MAHAL OLB _BP-01_8 | - | - | 0 | - | Active | - | - | - | -
1951 | DJB_Package 03 | CHANDRAWAL WTP | Kirloskar | Mechanical | NRV | NRV-4 | NA | Non-Critical | R K PURAM_SEC-7_BP-04_NRV_04_31 | - | - | 0 | - | Active | - | - | - | -
1952 | DJB_Package 03 | CHANDRAWAL WTP | HACK | Electrical | LT | Main MCCB | NA | Non-Critical | MAI ROAD DATA RAM GALI OLB_LT_MAIN MCCB_3 | - | - | 0 | - | Active | - | - | - | -
1953 | DJB_Package 03 | CHANDRAWAL WTP | NA | Electrical | LT | APFC Panel | NA | Non-Critical | MULTANI_DHANDA_APFC_01_05 | - | - | 0 | - | Active | - | - | - | -
1954 | DJB_Package 03 | CHANDRAWAL WTP | NA | INSTRUMENTATION | MECHANICAL LEVEL GUAGE | LG | NA | Non-Critical | MOTIA KHAN BPS_LG_32 | - | - | 0 | - | Active | - | - | - | -
1955 | DJB_Package 03 | CHANDRAWAL WTP | MATHER PLATT | Mechanical | BOOSTER PUMP | BOOSTER PUMP-02 | NA | Non-Critical | DDA SIDE ONE RAJENDRA NAGAR_BP_2_13 | - | - | 0 | - | Active | - | - | - | -
1956 | DJB_Package 03 | CHANDRAWAL WTP | HPL | Electrical | LT | STAR DELTA STARTER-1 | NA | Non-Critical | PAHARI_DHIRAJ_NEW_BP-01_S/D_01_08 | - | - | 0 | - | Active | - | - | - | -
1957 | DJB_Package 03 | CHANDRAWAL WTP | KSB | Mechanical | NRV | NRV | NA | Non-Critical | JHANDEWALAN_NEW_BP_1_NRV_03_98 | - | - | 0 | - | Active | - | - | - | -
1958 | DJB_Package 03 | CHANDRAWAL WTP | - | CIVIL | - | TOILET | TOILET | Non-Critical | TAIL MILL_ROAD_TOILET_01_22 | - | - | 0 | - | Active | - | - | - | -
1959 | DJB_Package 03 | CHANDRAWAL WTP | Kirloskar | Mechanical | SLUICE VALVE | BP_03_ SUCTION SLUICE VALVE-01 | NA | Non-Critical | MOTI_BAGH_BP_03_SV-01_21 | - | - | 0 | - | Active | - | - | - | -
1960 | DJB_Package 03 | CHANDRAWAL WTP | Kirloskar | Mechanical | SLUICE VALVE | INLET SLUICE VALVE-07 | NA | Non-Critical | PALAM_UGR_INLET_SV_07_13 | - | - | 0 | - | Active | - | - | - | -
1961 | DJB_Package 03 | CHANDRAWAL WTP | Kirloskar | Mechanical | SLUICE VALVE | DISCHARGE VALVE | NA | Non-Critical | RAJENDRA PARK_BP_01_DISCHARGE_DV_1_8 | - | - | 0 | - | Active | - | - | - | -
1962 | DJB_Package 03 | CHANDRAWAL WTP | NA | Mechanical | BOOSTER PUMP | BOOSTER PUMP-01 | NA | Non-Critical | DATA RAM GALI OLB_BP-01_4 | - | - | 0 | - | Active | - | - | - | -
1963 | DJB_Package 03 | CHANDRAWAL WTP | NA | Electrical | LT | MCB-1 | NA | Non-Critical | RIDGE ROAD UGR_LT_MCB_2 | - | - | 0 | - | Active | - | - | - | -
1964 | DJB_Package 03 | CHANDRAWAL WTP | Kirloskar | Mechanical | SLUICE VALVE | COMMON HEADER SLUICE VALVE-01 | NA | Non-Critical | DDA SIDE ONE RAJENDRA NAGAR_COMMON HEADER_SV_1_21 | - | - | 0 | - | Active | - | - | - | -
1965 | DJB_Package 03 | CHANDRAWAL WTP | NA | INSTRUMENTATION | ELECTROMAGNETIC FLOW METER | ELECTROMAGNETIC FLOW METER -01 | NA | Non-Critical | TAIL MILL_ROAD_INLET_EMF-01_18 | - | - | 0 | - | Active | - | - | - | -
1966 | DJB_Package 03 | CHANDRAWAL WTP | NA | INSTRUMENTATION | ELECTROMEGNATIC FLOW METER | ELECTROMEGNATIC FLOW METER-2 | NA | Non-Critical | CYCLE MARKET_EMF_2_16 | - | - | 0 | - | Active | - | - | - | -
1967 | DJB_Package 03 | CHANDRAWAL WTP | Kirloskar | Mechanical | SLUICE VALVE | BP-1 SUCTION SV-4 | NA | Non-Critical | DARYAI NALA_OLD _BP_2_SV_4_24 | - | - | 0 | - | Active | - | - | - | -
1968 | DJB_Package 03 | CHANDRAWAL WTP | Kirloskar | Mechanical | SLUICE VALVE | SUCTION VALVE_02 | NA | Non-Critical | H-BLOCK_OLB_BP_02_SUCTION_SV_1_9 | - | - | 0 | - | Active | - | - | - | -
1969 | DJB_Package 03 | BHIKAJI CAMA PALACE BPS | NA | Mechanical | BOOSTER PUMP | DEWATING PUMP SET-1 | NA | Non-Critical | BHIKAJI_CAMA_DEWATER PUMP_01_10 | - | - | 0 | - | Active | - | - | - | -
1970 | DJB_Package 03 | CHANDRAWAL WTP | - | CIVIL | - | COMPARTMENT-1 | COMPARTMENT-1 | Non-Critical | HASANPUR_UGR _01_28 | - | - | 0 | - | Active | - | - | - | -
1971 | DJB_Package 03 | CHANDRAWAL WTP | KSB | Mechanical | SLUICE VALVE | DISCHARGE SLUICE VALVE | NA | Non-Critical | JHANDEWALAN_NEW_HEADER_DV_09_95 | - | - | 0 | - | Active | - | - | - | -
1972 | DJB_Package 03 | CHANDRAWAL WTP | Kirloskar | Mechanical | SLUICE VALVE | DELIVERY SLUICE VALVE | NA | Non-Critical | HASANPUR_ UGR_ DV_03_13 | - | - | 0 | - | Active | - | - | - | -
1973 | DJB_Package 03 | CHANDRAWAL WTP | NA | Instrument | ULTRASONIC LEVEL TRANSMITTER | ULTRASONIC LEVEL TRANSMITTER | NA | Non-Critical | TALKATORA UGR_ULT_32 | - | - | 0 | - | Active | - | - | - | -
1974 | DJB_Package 03 | CHANDRAWAL WTP | - | CIVIL | - | PUMP HOUSE BOUNDARY | PUMP HOUSE BOUNDARY | Non-Critical | IDGAH_BPS_BOUNDARY_01_94 | - | - | 0 | - | Active | - | - | - | -
1975 | DJB_Package 03 | CHANDRAWAL WTP | SKOPE | Mechanical | SLUICE VALVE | NRV-03 | NA | Non-Critical | HINDURAO_SUBM_PUMP_1_NRV_03_25 | - | - | 0 | - | Active | - | - | - | -
1976 | DJB_Package 03 | WAZIRABAD WTP | Bentex | Electrical | LT | OIL IMMERSED STAR DELTA STARTER_4 | NA | Non-Critical | MALL APARTMENT_ BP_04_OIL IMMERSED STARDELTA_STARTER_4_15 | - | - | 0 | - | Active | - | - | - | -
1977 | DJB_Package 03 | CHANDRAWAL WTP | - | CIVIL | - | PUMP HOUSE | PUMP HOUSE ROOM | Non-Critical | AMARPURI_PH_01_15 | - | - | 0 | - | Active | - | - | - | -
1978 | DJB_Package 03 | CHANDRAWAL WTP | Kirloskar | Mechanical | SLUICE VALVE | UGR SUCTION VALVE-06 | NA | Non-Critical | JEETGARH UGR_UGR_SV-06_13 | - | - | 0 | - | Active | - | - | - | -
1979 | DJB_Package 03 | CHANDRAWAL WTP | NA | Instrument | ELECTROMAGNETIC FLOW METER | ELECTROMAGNETIC FLOW METER-04 | NA | Non-Critical | FLAG STAFF UGR_EMF-04_16 | - | - | 0 | - | Active | - | - | - | -
1980 | DJB_Package 03 | CHANDRAWAL WTP | Kirloskar | Mechanical | SLUICE VALVE | BP-1 SUCTION SV-2 | NA | Non-Critical | DARYAI NALA_OLD _BP_2_SV_2_22 | - | - | 0 | - | Active | - | - | - | -
1981 | DJB_Package 03 | CHANDRAWAL WTP | AVON CONTROLS | Electrical | LT | MCCB | NA | Non-Critical | IDGAH_NEW_MCCB_01_59 | - | - | 0 | - | Active | - | - | - | -
1982 | DJB_Package 03 | CHANDRAWAL WTP | KSB | Electrical | LT | STAR DELTA STARTER-04 | NA | Non-Critical | MOTIA KHAN_LT_S/D-04_BP-04_10 | - | - | 0 | - | Active | - | - | - | -
1983 | DJB_Package 03 | CHANDRAWAL WTP | Havells | Electrical | LT | LT PANEL-02 | NA | Non-Critical | DARYAI NALA_NEW _LT_LT PANEL_02_03 | - | - | 0 | - | Active | - | - | - | -
1984 | DJB_Package 03 | CHANDRAWAL WTP | Kiloskar | Mechanical | SLUICE VALVE | INLET SLUICE VALVE-2 | NA | Non-Critical | R K PURAM_SEC-4_NEW_INLET_SV_02_15 | - | - | 0 | - | Active | - | - | - | -
1985 | DJB_Package 03 | BHIKAJI CAMA PALACE BPS | Kirloskar | Mechanical | SLUICE VALVE | SUCTION SLUICE VALVE-1 | NA | Non-Critical | BHIKAJI_CAMA_BP-01_SV_01_12 | - | - | 0 | - | Active | - | - | - | -
1986 | DJB_Package 03 | CHANDRAWAL WTP | Advance | Electrical | LT | APFC | NA | Non-Critical | JHANDEWALAN_OLD_APFC_06 | - | - | 0 | - | Active | - | - | - | -
1987 | DJB_Package 03 | CHANDRAWAL WTP | IVC | Mechanical | SLUICE VALVE | INLET SLUICE VALVE-1 | NA | Non-Critical | PAHARI_DHIRAJ_NEW_INLET_SV_01_23 | - | - | 0 | - | Active | - | - | - | -
1988 | DJB_Package 03 | CHANDRAWAL WTP | Advance | Electrical | LT | OIL STARTER -2 | NA | Non-Critical | MILITARY ROAD OLB_BP-02_OIL STARTER_2_03 | - | - | 0 | - | Active | - | - | - | -
1989 | DJB_Package 03 | WAZIRABAD WTP | - | CIVIL | - | PUMP HOUSE | NA | Non-Critical | SARVODAYA KANYA VIDYALAYA_PH_17 | - | - | 0 | - | Active | - | - | - | -
1990 | DJB_Package 03 | CHANDRAWAL WTP | L&T | Electrical | LT | MAIN MCCB-1 | NA | Non-Critical | IDGAH_OLD_MCCB_01_14 | - | - | 0 | - | Active | - | - | - | -
1991 | DJB_Package 03 | CHANDRAWAL WTP | Kirloskar | Mechanical | SLUICE VALVE | INLET SLUICE VALVE | NA | Non-Critical | R K PURAM_SEC-1_INLET_SV_01_15 | - | - | 0 | - | Active | - | - | - | -
1992 | DJB_Package 03 | CHANDRAWAL WTP | - | CIVIL | - | UGR-2 | UGR-2 | Non-Critical | RK PURAM SEC-4_UGR_02_49 | - | - | 0 | - | Active | - | - | - | -
1993 | DJB_Package 03 | CHANDRAWAL WTP | Jyoti | Electrical | HT | HT PANEL-1 | NA | Non-Critical | JHANDEWALAN_OLD_HT_01_01 | - | - | 0 | - | Active | - | - | - | -
1994 | DJB_Package 03 | CHANDRAWAL WTP | - | CIVIL | - | UGR-03 | UGR-03 | Non-Critical | JHANDEWALAN_UGR_03_151 | - | - | 0 | - | Active | - | - | - | -
1995 | DJB_Package 03 | CHANDRAWAL WTP | GLOBE | Electrical | EOT | EOT CRANE | NA | Non-Critical | DARYAI NALA_NEW _EOT-01_34 | - | - | 0 | - | Active | - | - | - | -
1996 | DJB_Package 03 | CHANDRAWAL WTP | Kirloskar | Mechanical | SLUICE VALVE | UGR DISCHARGE VALVE-11 | NA | Non-Critical | TALKATORA_UGR_DV-2_18 | - | - | 0 | - | Active | - | - | - | -
1997 | DJB_Package 03 | CHANDRAWAL WTP | Bentex | Electrical | LT | OIL IMMERSED STARTER (DOL) | NA | Non-Critical | MAI ROAD DATA RAM GALI OLB_LT_OIL STARTER_1_BP-01_2 | - | - | 0 | - | Active | - | - | - | -
1998 | DJB_Package 03 | CHANDRAWAL WTP | Kirloskar | Mechanical | SLUICE VALVE | SUCTION SLUICE VALVE | NA | Non-Critical | JHANDEWALAN_OLD_SV_14_40 | - | - | 0 | - | Active | - | - | - | -
1999 | DJB_Package 03 | CHANDRAWAL WTP | Kirloskar | Mechanical | SLUICE VALVE | DISCHARGE SLUICE VALVE | NA | Non-Critical | NEW RAJENDRA NAGAR_OLD_BP_02_DV_2_20 | - | - | 0 | - | Active | - | - | - | -
2000 | DJB_Package 03 | CHANDRAWAL WTP | - | CIVIL | - | Booster Pump | BOOSTER PUMP | Non-Critical | RK PURAM SEC-7_BP_01_40 | - | - | 0 | - | Active | - | - | - | -
2001 | DJB_Package 03 | CHANDRAWAL WTP | Kirloskar | Mechanical | SLUICE VALVE | DISCHARGE SLUICE VALVE | NA | Non-Critical | JHANDEWALAN_UGR_KAROL BAGH_SUPPLY_DV_04_123 | - | - | 0 | - | Active | - | - | - | -
2002 | DJB_Package 03 | CHANDRAWAL WTP | STANDARD | Electrical | LT | MCCB | NA | Non-Critical | R K PURAM_SEC-1_MCCB_01_02 | - | - | 0 | - | Active | - | - | - | -
2003 | DJB_Package 03 | WAZIRABAD WTP | Kirloskar | Mechanical | BOOSTER PUMP | BOOSTER PUMP-3 | NA | Non-Critical | SANGAM PARK_BPS_BP-3_11 | - | - | 0 | - | Active | - | - | - | -
2004 | DJB_Package 03 | CHANDRAWAL WTP | - | CIVIL | - | PUMP HOUSE | NA | Non-Critical | OLD RAJENDRA NAGAR_PUMP HOUSE_32 | - | - | 0 | - | Active | - | - | - | -
2005 | DJB_Package 03 | CHANDRAWAL WTP | Kirloskar | Mechanical | BOOSTER PUMP | Dewatering Pump | NA | Non-Critical | TAIL MILL_ROAD_DW_01_09 | - | - | 0 | - | Active | - | - | - | -
2006 | DJB_Package 03 | CHANDRAWAL WTP | NA | INSTRUMENTATION | MECHANICAL LEVEL GUAGE | LEVEL GUAGE | NA | Non-Critical | RAMJAS_LG_1_19 | - | - | 0 | - | Active | - | - | - | -
2007 | DJB_Package 03 | CHANDRAWAL WTP | Kirloskar | Mechanical | SLUICE VALVE | SUCTION SLUICE VALVE | NA | Non-Critical | JHANDEWALAN_OLD_SV_13_39 | - | - | 0 | - | Active | - | - | - | -
2008 | DJB_Package 03 | CHANDRAWAL WTP | Kirloskar | Mechanical | SLUICE VALVE | DISCHARGE SLUICE VALVE | NA | Non-Critical | JHANDEWALAN_UGR_PAHARGANJ_SUPPLY_DV_05_124 | - | - | 0 | - | Active | - | - | - | -
2009 | DJB_Package 03 | CHANDRAWAL WTP | Coromption Greaves | Electrical | EXHAUST | EXHAUST FAN | NA | Non-Critical | JHANDEWALAN_NEW_EX FAN_02_111 | - | - | 0 | - | Active | - | - | - | -
2010 | DJB_Package 03 | CHANDRAWAL WTP | KSB | Mechanical | SLUICE VALVE | DISCHARGE SLUICE VALVE | NA | Non-Critical | JHANDEWALAN_NEW_BP_3_DV_03_89 | - | - | 0 | - | Active | - | - | - | -
2011 | DJB_Package 03 | CHANDRAWAL WTP | - | CIVIL | - | UGR-01 | UGR-01 | Non-Critical | JHANDEWALAN_UGR_01_149 | - | - | 0 | - | Active | - | - | - | -
2012 | DJB_Package 03 | CHANDRAWAL WTP | NA | Mechanical | BALL VALVE | BALL VALVE | NA | Non-Critical | JHANDEWALAN_NEW_BV_2_SV_02_104 | - | - | 0 | - | Active | - | - | - | -
2013 | DJB_Package 03 | CHANDRAWAL WTP | PNIG | Mechanical | SLUICE VALVE | DISCHARGE SLUICE VALVE-02 | NA | Non-Critical | RAMJAS_BP_2_DISCHARGE DV_2_12 | - | - | 0 | - | Active | - | - | - | -
2014 | DJB_Package 03 | CHANDRAWAL WTP | GURU | INSTRUMENTATION | PRESSURE GAUGE | PRESSURE GAUGE | NA | Non-Critical | JHANDEWALAN_OLD_BP_5_PG_136 | - | - | 0 | - | Active | - | - | - | -
2015 | DJB_Package 03 | CHANDRAWAL WTP | Kirloskar | Mechanical | SLUICE VALVE | SUCTION SLUICE VALVE-4 | NA | Non-Critical | IDGAH_OLD_BP-04_SV_04_53 | - | - | 0 | - | Active | - | - | - | -
2016 | DJB_Package 03 | CHANDRAWAL WTP | NA | INSTRUMENTATION | PRESSURE TRANSMITTER | PRESSURE TRANSMITTER | NA | Non-Critical | SARAI_KHALIL_PT_01_22 | - | - | 0 | - | Active | - | - | - | -
2017 | DJB_Package 03 | CHANDRAWAL WTP | NA | INSTRUMENTATION | ELECTROMAGNETIC FLOW METER | ELECTROMAGNETIC FLOW METER-01 | NA | Non-Critical | HINDURAO_INLET_EMF-01_31 | - | - | 0 | - | Active | - | - | - | -
2018 | DJB_Package 03 | CHANDRAWAL WTP | NA | Mechanical | SLUICE VALVE | DISCHARGE SOLENOID VALVE-3 | NA | Non-Critical | IDGAH_OLD_BP-03_DV_03_56 | - | - | 0 | - | Active | - | - | - | -
2019 | DJB_Package 03 | CHANDRAWAL WTP | IVC | Mechanical | SLUICE VALVE | DISCHARGE SLUICE VALVE-1 | NA | Non-Critical | PAHARI_DHIRAJ_NEW_DV_01_32 | - | - | 0 | - | Active | - | - | - | -
2020 | DJB_Package 03 | CHANDRAWAL WTP | Kirloskar | Mechanical | SLUICE VALVE | DISCHARGE VALVE_01 | NA | Non-Critical | H-BLOCK_OLB_BP_01_DISCHARGE_DV_1_10 | - | - | 0 | - | Active | - | - | - | -
2021 | DJB_Package 03 | CHANDRAWAL WTP | CP PLUS | INSTRUMENTATION | CCTV CAMERA | CCTV CAMERA -07 | NA | Non-Critical | IDGAH_OLD_CAMERA_07_83 | - | - | 0 | - | Active | - | - | - | -
2022 | DJB_Package 03 | BHIKAJI CAMA PALACE BPS | AVON CONTROLS | Electrical | LT | 4 POLE CHANGEOVER-1 | NA | Non-Critical | BHIKAJI_CAMA_CHANGEOVER_01_7 | - | - | 0 | - | Active | - | - | - | -
2023 | DJB_Package 03 | CHANDRAWAL WTP | BAJAJ | Electrical | FAN | WALL FAN-4 | NA | Non-Critical | IDGAH_OLD_W-FAN_04_37 | - | - | 0 | - | Active | - | - | - | -
2024 | DJB_Package 03 | CHANDRAWAL WTP | L&T | Electrical | LT | DOL STARTER-2 | NA | Non-Critical | R K PURAM_SEC-1_CP-01_DOL-02_07 | - | - | 0 | - | Active | - | - | - | -
2025 | DJB_Package 03 | WAZIRABAD WTP | Havells | Electrical | LT | SWITCH FUSE UNIT | NA | Non-Critical | MALL APARTMENT_LT_SWITCH FUSE UNIT_1_5 | - | - | 0 | - | Active | - | - | - | -
2026 | DJB_Package 03 | CHANDRAWAL WTP | BAJAJ | Electrical | FAN | WALL FAN-1 | NA | Non-Critical | IDGAH_OLD_W-FAN_01_34 | - | - | 0 | - | Active | - | - | - | -
2027 | DJB_Package 03 | CHANDRAWAL WTP | IVC | Mechanical | SLUICE VALVE | DISCHARGE SLUICE VALVE-5 | NA | Non-Critical | PAHARI_DHIRAJ_NEW_DV_05_36 | - | - | 0 | - | Active | - | - | - | -
2028 | DJB_Package 03 | CHANDRAWAL WTP | IVC | Mechanical | SLUICE VALVE | INLET SLUICE VALVE-3 | NA | Non-Critical | IDGAH_OLD_INLET_SV_03_49 | - | - | 0 | - | Active | - | - | - | -
2029 | DJB_Package 03 | CHANDRAWAL WTP | L&T | Electrical | FAN | WALL FAN-02 | NA | Non-Critical | HINDURAO_WALL_FAN_7 | - | - | 0 | - | Active | - | - | - | -
2030 | DJB_Package 03 | CHANDRAWAL WTP | Kirloskar | Mechanical | SLUICE VALVE | SUCTION SLUICE VALVE-01 | NA | Non-Critical | NEW RAJENDRA NAGAR_NEW_BP-01_SV_1_31 | - | - | 0 | - | Active | - | - | - | -
2031 | DJB_Package 03 | CHANDRAWAL WTP | Advance | Electrical | LT | STAR DELTA OIL STARTER-1 | NA | Non-Critical | MULTANI_DHANDA_BP-01_S/D_01_03 | - | - | 0 | - | Active | - | - | - | -
2032 | DJB_Package 03 | CHANDRAWAL WTP | PROCESS | INSTRUMENTATION | ULT | ULTRASONIC LEVEL TRANSMITTER | NA | Non-Critical | MOTI_BAGH_ULT_01_30 | - | - | 0 | - | Active | - | - | - | -
2033 | DJB_Package 03 | CHANDRAWAL WTP | UPADHAYA | Mechanical | SLUICE VALVE | SUCTION SLUICE VALVE-3 | NA | Non-Critical | PAHARI_DHIRAJ_OLD_BP-03_SV_03_61 | - | - | 0 | - | Active | - | - | - | -
2034 | DJB_Package 03 | CHANDRAWAL WTP | Havells | Electrical | LT | MCB-04 | NA | Non-Critical | JEETGARH UGR_LT_MCB-04_5 | - | - | 0 | - | Active | - | - | - | -
2035 | DJB_Package 03 | CHANDRAWAL WTP | - | CIVIL | - | PUMP HOUSE | PUMP HOUSE | Non-Critical | TEL MANDI OLB_PH-01_05 | - | - | 0 | - | Active | - | - | - | -
2036 | DJB_Package 03 | CHANDRAWAL WTP | NA | Instrument | ELECTROMAGNETIC FLOW METER | ELECTROMAGNETIC FLOW METER-02 | NA | Non-Critical | FLAG STAFF UGR_EMF-02_14 | - | - | 0 | - | Active | - | - | - | -
2037 | DJB_Package 03 | CHANDRAWAL WTP | Kirloskar | Mechanical | SLUICE VALVE | DELIVERY SLUICE VALVE | NA | Non-Critical | HASANPUR_ UGR_ DV_07_17 | - | - | 0 | - | Active | - | - | - | -
2038 | DJB_Package 03 | CHANDRAWAL WTP | BAJAJ | Electrical | FAN | EXHAUST FAN | NA | Non-Critical | R K PURAM_SEC-7_ EXHAUST FAN_01_09 | - | - | 0 | - | Active | - | - | - | -
2039 | DJB_Package 03 | CHANDRAWAL WTP | Kirloskar | Mechanical | SLUICE VALVE | UGR INLET SUCTION VALVE -01 | NA | Non-Critical | HINDURAO_UGR_INLET_SV_1_11 | - | - | 0 | - | Active | - | - | - | -
2040 | DJB_Package 03 | CHANDRAWAL WTP | Kirloskar | Mechanical | SLUICE VALVE | BP_01_DISCHARGE SLUICE VALVE-01 | NA | Non-Critical | MOTI_BAGH_BP_01_DV-01_22 | - | - | 0 | - | Active | - | - | - | -
2041 | DJB_Package 03 | CHANDRAWAL WTP | L&T | Electrical | FAN | WALL FAN-01 | NA | Non-Critical | HINDURAO_WALL_FAN_6 | - | - | 0 | - | Active | - | - | - | -
2042 | DJB_Package 03 | CHANDRAWAL WTP | Kirloskar | Mechanical | SLUICE VALVE | UGR FLUSHING VALVE-02 | NA | Non-Critical | TALKATORA_UGR_FV-2_23 | - | - | 0 | - | Active | - | - | - | -
2043 | DJB_Package 03 | CHANDRAWAL WTP | L&T | Electrical | LT | Main MCCB | NA | Non-Critical | R K PURAM_SEC-1_MAIN_MCCB_01_01 | - | - | 0 | - | Active | - | - | - | -
2044 | DJB_Package 03 | WAZIRABAD WTP | L&T | Electrical | STAR DELTA STARTER | STAR DELTA STARTER-2 | NA | Non-Critical | VIJAY NAGAR_OLB_2_S/D_BP-02_6 | - | - | 0 | - | Active | - | - | - | -
2045 | DJB_Package 03 | WAZIRABAD WTP | NA | Mechanical | BOOSTER PUMP | BOOSTER PUMP-2 | NA | Non-Critical | MAJNU KA TILLA_BP-02_7 | - | - | 0 | - | Active | - | - | - | -
2046 | DJB_Package 03 | CHANDRAWAL WTP | Kirloskar | Mechanical | SLUICE VALVE | FLUSHING SLUICE VALVE | NA | Non-Critical | HASANPUR_ UGR_ FSV_01_19 | - | - | 0 | - | Active | - | - | - | -
2047 | DJB_Package 03 | CHANDRAWAL WTP | NA | Electrical | LT | APFC Panel | NA | Non-Critical | R K PURAM_SEC-05_APFC_01_08 | - | - | 0 | - | Active | - | - | - | -
2048 | DJB_Package 03 | CHANDRAWAL WTP | - | CIVIL | - | UGR-2 | UGR | Non-Critical | RK PURAM SEC-7_UGR_02_37 | - | - | 0 | - | Active | - | - | - | -
2049 | DJB_Package 03 | CHANDRAWAL WTP | FORBES | Instrument | ELECTROMAGNETIC FLOW METER | ELECTROMAGNETIC FLOW METER-01 | NA | Non-Critical | JEETGARH UGR_EMF-01_22 | - | - | 0 | - | Active | - | - | - | -
2050 | DJB_Package 03 | CHANDRAWAL WTP | NA | Instrument | PRESSURE GAUGE | PRESSURE GAUGE-02 | NA | Non-Critical | SHEESH MAHAL OLB_PG_1_18 | - | - | 0 | - | Active | - | - | - | -
2051 | DJB_Package 03 | CHANDRAWAL WTP | IVC | Mechanical | SLUICE VALVE | SUCTION SLUICE VALVE-3 | NA | Non-Critical | IDGAH_OLD_BP-03_SV_03_52 | - | - | 0 | - | Active | - | - | - | -
2052 | DJB_Package 03 | CHANDRAWAL WTP | Siemens | INSTRUMENTATION | ULT | ULTRASONIC LEVEL TRANSMITTER | NA | Non-Critical | MOTI_BAGH_ULT_02_31 | - | - | 0 | - | Active | - | - | - | -
2053 | DJB_Package 03 | CHANDRAWAL WTP | PNIG | Mechanical | NRV | NRV-1 | NA | Non-Critical | RAMJAS_BP-01_NRV_1_10 | - | - | 0 | - | Active | - | - | - | -
2054 | DJB_Package 03 | CHANDRAWAL WTP | - | CIVIL | - | TOILET | TOILET | Non-Critical | RK PURAM SEC-5_TOILET_01_28 | - | - | 0 | - | Active | - | - | - | -
2055 | DJB_Package 03 | CHANDRAWAL WTP | Kiloskar | Mechanical | BOOSTER PUMP | CHARGING PUMP-1 | NA | Non-Critical | R K PURAM_SEC-4_NEW_CP-01_13 | - | - | 0 | - | Active | - | - | - | -
2056 | DJB_Package 03 | CHANDRAWAL WTP | PROCESS | INSTRUMENATION | ULTRASONIC LEVEL TRANSMITTER | ULTRASONIC LEVEL TRANSMITTER | NA | Non-Critical | RK PURAM SEC-5_BPS_ULT_01_23 | - | - | 0 | - | Active | - | - | - | -
2057 | DJB_Package 03 | CHANDRAWAL WTP | NA | Electrical | LT | FUSE | NA | Non-Critical | DDA SIDE ONE RAJENDRA NAGAR_LT_FUSE_3_3 | - | - | 0 | - | Active | - | - | - | -
2058 | DJB_Package 03 | CHANDRAWAL WTP | CORONET | INSTRUMENTATION | PLC PANEL | PLC PANEL | NA | Non-Critical | HINDURAO_PLC PANEL_32 | - | - | 0 | - | Active | - | - | - | -
2059 | DJB_Package 03 | CHANDRAWAL WTP | NA | Mechanical | LT | Dewatering Pump | NA | Non-Critical | R K PURAM_SEC-1_DW-01_13 | - | - | 0 | - | Active | - | - | - | -
2060 | DJB_Package 03 | CHANDRAWAL WTP | SKOPE | Mechanical | SLUICE VALVE | DISCHARGE SLUICE VALVE- 01 | NA | Non-Critical | SARAI_KHALIL_BP-01_DV_01_14 | - | - | 0 | - | Active | - | - | - | -
2061 | DJB_Package 03 | CHANDRAWAL WTP | Advance | Electrical | LT | Oil Circuit Breaker | NA | Non-Critical | PAHARI_DHIRAJ_NEW_OCB_01_14 | - | - | 0 | - | Active | - | - | - | -
2062 | DJB_Package 03 | CHANDRAWAL WTP | - | CIVIL | - | PUMP HOUSE | PUMP HOUSE | Non-Critical | DEV NAGAR OLB_PH_1_13 | - | - | 0 | - | Active | - | - | - | -
2063 | DJB_Package 03 | CHANDRAWAL WTP | NA | Instrument | ELECTROMAGNETIC FLOW METER | ELECTROMAGNETIC FLOW METER-04 | NA | Non-Critical | TALKATORA UGR_OUTLET_EMF-04_27 | - | - | 0 | - | Active | - | - | - | -
2064 | DJB_Package 03 | CHANDRAWAL WTP | Advance | Electrical | LT | STAR DELTA OIL STARTER-02 | NA | Non-Critical | TAIL MILL_ROAD_BP-02_S/D_02_04 | - | - | 0 | - | Active | - | - | - | -
2065 | DJB_Package 03 | CHANDRAWAL WTP | Havells | Electrical | LT | INTELLIGENCE PF CONTROLLER | NA | Non-Critical | RIDGE ROAD UGR_LT_IPFC_3 | - | - | 0 | - | Active | - | - | - | -
2066 | DJB_Package 03 | WAZIRABAD WTP | NA | Mechanical | BOOSTER PUMP | BOOSTER PUMP-1 | NA | Non-Critical | POLICE LINE_OLB_BP-01_17 | - | - | 0 | - | Active | - | - | - | -
2067 | DJB_Package 03 | CHANDRAWAL WTP | KSB | Electrical | LT | TRANSFORMER-3 | NA | Non-Critical | JHANDEWALAN_OLD_TRANS_03_05 | - | - | 0 | - | Active | - | - | - | -
2068 | DJB_Package 03 | CHANDRAWAL WTP | L&T | Electrical | LT | MAIN MCCB-01 | NA | Non-Critical | PALAM_UGR_MAIN_MCCB_01_01 | - | - | 0 | - | Active | - | - | - | -
2069 | DJB_Package 03 | CHANDRAWAL WTP | Bentex | Electrical | LT | Oil Starter | NA | Non-Critical | GALI BARNA OLB_OIL STARTER_2 | - | - | 0 | - | Active | - | - | - | -
2070 | DJB_Package 03 | CHANDRAWAL WTP | Havells | Electrical | LT | MCB-1 | NA | Non-Critical | TALKATORA UGR_LT_MCB_2 | - | - | 0 | - | Active | - | - | - | -
2071 | DJB_Package 03 | CHANDRAWAL WTP | Kirloskar | Mechanical | SLUICE VALVE | INLET SLUICE VALVE-2 | NA | Non-Critical | R K PURAM_SEC-7_INLET_SV-02_17 | - | - | 0 | - | Active | - | - | - | -
2072 | DJB_Package 03 | CHANDRAWAL WTP | - | CIVIL | - | UGR-3 | UGR-3 | Non-Critical | CANTT PALAM_UGR_03_33 | - | - | 0 | - | Active | - | - | - | -
2073 | DJB_Package 03 | WAZIRABAD WTP | Havells | Electrical | LT | SWITCH FUSE UNIT | NA | Non-Critical | MALL APARTMENT_LT_SWITCH FUSE UNIT_2_8 | - | - | 0 | - | Active | - | - | - | -
2074 | DJB_Package 03 | CHANDRAWAL WTP | IVC | Mechanical | SLUICE VALVE | SUCTION SLUICE VALVE-2 | NA | Non-Critical | IDGAH_OLD_BP-02_SV_02_51 | - | - | 0 | - | Active | - | - | - | -
2075 | DJB_Package 03 | CHANDRAWAL WTP | SMARTY | Electrical | LT | APFC Panel | NA | Non-Critical | PALAM_UGR_APFC_01_05 | - | - | 0 | - | Active | - | - | - | -
2076 | DJB_Package 03 | CHANDRAWAL WTP | Bentex | Electrical | OIL IMMERSED STAR DELTA STARTER | BP-01 OIL IMMERSED STAR DELTA STARTER_1 | NA | Non-Critical | RAJENDRA PARK_OLB_BP_01_OIL IMMERSED STARDELTA_STARTER_1_2 | - | - | 0 | - | Active | - | - | - | -
2077 | DJB_Package 03 | CHANDRAWAL WTP | CP PLUS | INSTRUMENTATION | CCTV CAMERA | CCTV CAMERA -06 | NA | Non-Critical | IDGAH_OLD_CAMERA_06_82 | - | - | 0 | - | Active | - | - | - | -
2078 | DJB_Package 03 | CHANDRAWAL WTP | NA | Electrical | DG | DG & ROOM | NA | Non-Critical | JHANDEWALAN_NEW_DG_109 | - | - | 0 | - | Active | - | - | - | -
2079 | DJB_Package 03 | CHANDRAWAL WTP | SKOPE | Mechanical | SLUICE VALVE | DISCHARGE SLUICE VALVE-02 | NA | Non-Critical | SLAUGHTER_HOUSE_BP-02_DV_02_17 | - | - | 0 | - | Active | - | - | - | -
2080 | DJB_Package 03 | CHANDRAWAL WTP | NA | Electrical | LT | FUSE | NA | Non-Critical | DDA SIDE ONE RAJENDRA NAGAR_LT_FUSE_2_2 | - | - | 0 | - | Active | - | - | - | -
2081 | DJB_Package 03 | CHANDRAWAL WTP | GLOBE | Mechanical | EOT | EOT CRANE | NA | Non-Critical | RAMJAS_EOT CRANE_16 | - | - | 0 | - | Active | - | - | - | -
2082 | DJB_Package 03 | CHANDRAWAL WTP | Kirloskar | Mechanical | SLUICE VALVE | UGR DISCHARGE VALVE-08 | NA | Non-Critical | TALKATORA_UGR_DV-5_15 | - | - | 0 | - | Active | - | - | - | -
2083 | DJB_Package 03 | CHANDRAWAL WTP | Kirloskar | Mechanical | BOOSTER PUMP | BOOSTER PUMP-3 | NA | Non-Critical | IDGAH_OLD_BP-03_43 | - | - | 0 | - | Active | - | - | - | -
2084 | DJB_Package 03 | CHANDRAWAL WTP | Kirloskar | Mechanical | SLUICE VALVE | DELIVERY SLUICE VALVE | NA | Non-Critical | HASANPUR_ UGR_ DV_04_14 | - | - | 0 | - | Active | - | - | - | -
2085 | DJB_Package 03 | CHANDRAWAL WTP | HPL | Electrical | LT | MCCB-2 | NA | Non-Critical | PAHARI_DHIRAJ_New_MCCB_02_03 | - | - | 0 | - | Active | - | - | - | -
2086 | DJB_Package 03 | CHANDRAWAL WTP | NA | Mechanical | HOT | HOT | NA | Non-Critical | JHANDEWALAN_NEW_HOT_01_132 | - | - | 0 | - | Active | - | - | - | -
2087 | DJB_Package 03 | CHANDRAWAL WTP | Kirloskar | Mechanical | BOOSTER PUMP | BOOSTER PUMP-02 | NA | Non-Critical | MULTANI_DHANDA_BP-02_08 | - | - | 0 | - | Active | - | - | - | -
2088 | DJB_Package 03 | CHANDRAWAL WTP | - | CIVIL | - | UGR | UGR | Non-Critical | IDGAH_BPS_UGR_01_87 | - | - | 0 | - | Active | - | - | - | -
2089 | DJB_Package 03 | CHANDRAWAL WTP | SKOPE | Mechanical | NRV | NRV- 02 | NA | Non-Critical | SARAI_KHALIL_BP-02_NRV_02_17 | - | - | 0 | - | Active | - | - | - | -
2090 | DJB_Package 03 | CHANDRAWAL WTP | - | CIVIL | - | BATHROOM | BATHROOM | Non-Critical | RK PURAM SEC-4_BATHROOM_01_52 | - | - | 0 | - | Active | - | - | - | -
2091 | DJB_Package 03 | WAZIRABAD WTP | L&T | Electrical | LT | STAR DELTA STARTER- 02 | NA | Non-Critical | SARVODAYA KANYA VIDYALAYA_BP-02_S/D-02_6 | - | - | 0 | - | Active | - | - | - | -
2092 | DJB_Package 03 | CHANDRAWAL WTP | NA | Instrument | PRESSURE GAUGE | BP- 03 PRESSURE GAUGE-01 | NA | Non-Critical | RAJENDRA NAGAR_BPS_BP_03_PG_1_29 | - | - | 0 | - | Active | - | - | - | -
2093 | DJB_Package 03 | CHANDRAWAL WTP | KSB | Mechanical | NRV | NRV | NA | Non-Critical | JHANDEWALAN_NEW_BP_1_NRV_06_101 | - | - | 0 | - | Active | - | - | - | -
2094 | DJB_Package 03 | WAZIRABAD WTP | Havells | Electrical | LT | SWITCH FUSE UNIT | NA | Non-Critical | MALL APARTMENT_LT_SWITCH FUSE UNIT_2_9 | - | - | 0 | - | Active | - | - | - | -
2095 | DJB_Package 03 | CHANDRAWAL WTP | Kirloskar | Mechanical | SLUICE VALVE | BP-1 SUCTION SV-1 | NA | Non-Critical | DEV NAGAR OLB_BP-1_SV_1_BP-01_07 | - | - | 0 | - | Active | - | - | - | -
2096 | DJB_Package 03 | CHANDRAWAL WTP | NA | INSTRUMENATION | ELECTROMAGNETIC FLOW METER | ELECTROMAGNETIC FLOW METER-01 | NA | Non-Critical | RK PURAM SEC-7_BPS_INLET_EMF_01_34 | - | - | 0 | - | Active | - | - | - | -
2097 | DJB_Package 03 | CHANDRAWAL WTP | SKOPE | Instrument | ULTRASONIC LEVEL TRANSMITTER | ULTRASONIC LEVEL TRANSMITTER | NA | Non-Critical | JEETGARH UGR_ULT_26 | - | - | 0 | - | Active | - | - | - | -
2098 | DJB_Package 03 | CHANDRAWAL WTP | L&T | Electrical | LT | BP-1 STAR DELTA STARTER_1 | NA | Non-Critical | DDA SIDE ONE RAJENDRA NAGAR_BP_1_STARDELTA_STARTER_1_6 | - | - | 0 | - | Active | - | - | - | -
2099 | DJB_Package 03 | CHANDRAWAL WTP | CM/L | Mechanical | SLUICE VALVE | DISCHARGE SLUICE VALVE-1 | NA | Non-Critical | AMARPURI_BP-01_DV_01_11 | - | - | 0 | - | Active | - | - | - | -
2100 | DJB_Package 03 | CHANDRAWAL WTP | BAJAJ | Electrical | FAN | EXHAUST FAN-3 | NA | Non-Critical | IDGAH_OLD_E-FAN_03_32 | - | - | 0 | - | Active | - | - | - | -
2101 | DJB_Package 03 | WAZIRABAD WTP | Kirloskar | Mechanical | BOOSTER PUMP | BOOSTER PUMP-3 | NA | Non-Critical | MALL APARTMENT_BP-03_18 | - | - | 0 | - | Active | - | - | - | -
2102 | DJB_Package 03 | CHANDRAWAL WTP | L&T | Electrical | LT | MCCB-04 | NA | Non-Critical | PALAM_UGR_MCCB_04_04 | - | - | 0 | - | Active | - | - | - | -
2103 | DJB_Package 03 | WAZIRABAD WTP | CORONENT | Instrument | PLC PANEL | PLC PANEL | NA | Non-Critical | POLICE LINE_OLB_PLC PANEL_25 | - | - | 0 | - | Active | - | - | - | -
2104 | DJB_Package 03 | CHANDRAWAL WTP | - | CIVIL | - | BATHROOM | BATHROOM | Non-Critical | RK PURAM SEC-1_BATHROOM_01_30 | - | - | 0 | - | Active | - | - | - | -
2105 | DJB_Package 03 | CHANDRAWAL WTP | L&T | Electrical | LT | 4 POLE CHANGEOVER | NA | Non-Critical | R K PURAM_SEC-4_NEW_CHANGEOVER_01_08 | - | - | 0 | - | Active | - | - | - | -
2106 | DJB_Package 03 | CHANDRAWAL WTP | Kirloskar | Mechanical | SLUICE VALVE | UGR DISCHARGE VALVE-04 | NA | Non-Critical | JEETGARH_UGR_DV-04_17 | - | - | 0 | - | Active | - | - | - | -
2107 | DJB_Package 03 | CHANDRAWAL WTP | NA | Electrical | LT | DOL STARTER-1 | NA | Non-Critical | PAHARI_DHIRAJ_OLD_DW-01_DOL_01_52 | - | - | 0 | - | Active | - | - | - | -
2108 | DJB_Package 03 | CHANDRAWAL WTP | Kirloskar | Mechanical | SLUICE VALVE | SUCTION SLUICE VALVE-4 | NA | Non-Critical | R K PURAM_SEC-7_BP-04_SV-04_21 | - | - | 0 | - | Active | - | - | - | -
2109 | DJB_Package 03 | CHANDRAWAL WTP | Kirloskar | Mechanical | SLUICE VALVE | UGR DISCHARGE VALVE-01 | NA | Non-Critical | RIDGE ROAD_UGR_DV-01_6 | - | - | 0 | - | Active | - | - | - | -
2110 | DJB_Package 03 | CHANDRAWAL WTP | Kirloskar | Mechanical | SLUICE VALVE | UGR SUCTION VALVE-02 | NA | Non-Critical | JEETGARH UGR_UGR_SV-02_9 | - | - | 0 | - | Active | - | - | - | -
2111 | DJB_Package 03 | CHANDRAWAL WTP | - | CIVIL | - | PUMP HOUSE | NA | Non-Critical | SARAI PHOOS_PUMP HOUSE _1_18 | - | - | 0 | - | Active | - | - | - | -
2112 | DJB_Package 03 | WAZIRABAD WTP | Kirloskar | Mechanical | BOOSTER PUMP | BOOSTER PUMP-4 | NA | Non-Critical | MALL APARTMENT_BP-04_19 | - | - | 0 | - | Active | - | - | - | -
2113 | DJB_Package 03 | CHANDRAWAL WTP | KSB | Mechanical | SLUICE VALVE | SUCTION SLUICE VALVE-1 | NA | Non-Critical | MULTANI_DHANDA_BP-01_SV_01_11 | - | - | 0 | - | Active | - | - | - | -
2114 | DJB_Package 03 | CHANDRAWAL WTP | Kirloskar | Mechanical | SLUICE VALVE | UGR SUCTION VALVE-05 | NA | Non-Critical | JEETGARH UGR_UGR_SV-05_12 | - | - | 0 | - | Active | - | - | - | -
2115 | DJB_Package 03 | CHANDRAWAL WTP | Kirloskar | Mechanical | BALL VALVE | CHARGE BALL VALVE-03 | NA | Non-Critical | SATYA_NIKETAN_ DW-01_BV_03_23 | - | - | 0 | - | Active | - | - | - | -
2116 | DJB_Package 03 | CHANDRAWAL WTP | Kirloskar | Mechanical | SLUICE VALVE | UGR SUCTION VALVE-03 | NA | Non-Critical | FLAG STAFF UGR_UGR_SV-03_7 | - | - | 0 | - | Active | - | - | - | -
2117 | DJB_Package 03 | CHANDRAWAL WTP | L&T | Electrical | LT | STAR DELTA STARTER-2 | NA | Non-Critical | AMARPURI_BP-02_S/D_02_04 | - | - | 0 | - | Active | - | - | - | -
2118 | DJB_Package 03 | CHANDRAWAL WTP | L&T | Electrical | HT | HT PANEL-2 | NA | Non-Critical | IDGAH_OLD_HT_PANEL_02_04 | - | - | 0 | - | Active | - | - | - | -
2119 | DJB_Package 03 | WAZIRABAD WTP | NA | Electrical | LT | MCB | NA | Non-Critical | POLICE LINE_OLB_LT_MCB_2_10 | - | - | 0 | - | Active | - | - | - | -
2120 | DJB_Package 03 | CHANDRAWAL WTP | Kirloskar | Mechanical | NRV | NRV-2 | NA | Non-Critical | R K PURAM_SEC-7_BP-02_NRV_02_29 | - | - | 0 | - | Active | - | - | - | -
2121 | DJB_Package 03 | WAZIRABAD WTP | L&T | Electrical | LT | MCCB-1 | NA | Non-Critical | DDA FLAT KALYAN VIHAR_LT_MCCB_1_1 | - | - | 0 | - | Active | - | - | - | -
2122 | DJB_Package 03 | CHANDRAWAL WTP | Kirloskar | Mechanical | SLUICE VALVE | UGR DISCHARGE VALVE-06 | NA | Non-Critical | JEETGARH_UGR_DV-06_19 | - | - | 0 | - | Active | - | - | - | -
2123 | DJB_Package 03 | CHANDRAWAL WTP | KSB | Mechanical | NRV | NRV | NA | Non-Critical | JHANDEWALAN_NEW_BP_1_NRV_04_99 | - | - | 0 | - | Active | - | - | - | -
2124 | DJB_Package 03 | CHANDRAWAL WTP | L&T | Electrical | LT | ORS STARTER-1 | NA | Non-Critical | IDGAH_OLD_ORS_01_26 | - | - | 0 | - | Active | - | - | - | -
2125 | DJB_Package 03 | CHANDRAWAL WTP | KSB | Mechanical | SLUICE VALVE | SUCTION SLUICE VALVE | NA | Non-Critical | JHANDEWALAN_NEW_BP_5_SV_05_84 | - | - | 0 | - | Active | - | - | - | -
2126 | DJB_Package 03 | CHANDRAWAL WTP | NA | Mechanical | SLUICE VALVE | INLET SLUICE VALVE TO UGR-01 | NA | Non-Critical | RAMJAS_INLET_SV_UGR_1_07 | - | - | 0 | - | Active | - | - | - | -
2127 | DJB_Package 03 | CHANDRAWAL WTP | NA | Electrical | LT | STAR DELTA STARTER-02 | NA | Non-Critical | MOTIA KHAN_LT_S/D-02_BP-02_08 | - | - | 0 | - | Active | - | - | - | -
2128 | DJB_Package 03 | CHANDRAWAL WTP | NA | Mechanical | HOT | HOT Crane | NA | Non-Critical | PAHARI_DHIRAJ_OLD_HOT_02_68 | - | - | 0 | - | Active | - | - | - | -
2129 | DJB_Package 03 | CHANDRAWAL WTP | Coromption Greaves | Electrical | EXHAUST | EXHAUST FAN | NA | Non-Critical | JHANDEWALAN_NEW_EX FAN_01_110 | - | - | 0 | - | Active | - | - | - | -
2130 | DJB_Package 03 | CHANDRAWAL WTP | UPADHAYA | Mechanical | SLUICE VALVE | SUCTION SLUICE VALVE-1 | NA | Non-Critical | IDGAH_NEW_BP-01_SV_01_66 | - | - | 0 | - | Active | - | - | - | -
2131 | DJB_Package 03 | CHANDRAWAL WTP | NA | INSTRUMENATION | ELECTROMAGNETIC FLOW METER | ELECTROMAGNETIC FLOW METER-01 | NA | Non-Critical | RK PURAM SEC-5_BPS_INLET_EMF-01_24 | - | - | 0 | - | Active | - | - | - | -
2132 | DJB_Package 03 | CHANDRAWAL WTP | L&T | Electrical | LT | Main MCCB | NA | Non-Critical | R K PURAM_SEC-4_OLD_ MAIN_MCCB_01_28 | - | - | 0 | - | Active | - | - | - | -
2133 | DJB_Package 03 | CHANDRAWAL WTP | IVC | Mechanical | SLUICE VALVE | DISCHARGE SOLENOID VALVE-4 | NA | Non-Critical | PAHARI_DHIRAJ_NEW_SOLENOID_DV_04_35 | - | - | 0 | - | Active | - | - | - | -
2134 | DJB_Package 03 | CHANDRAWAL WTP | NA | Mechanical | SUCTION SLUICE VALVE | DISCHARGE SLUICE VALVE -1 | NA | Non-Critical | KISHANGANJ OLB_BP-01_ DV_1_12 | - | - | 0 | - | Active | - | - | - | -
2135 | DJB_Package 03 | CHANDRAWAL WTP | STANDARD | Electrical | LT | MCCB-4 | NA | Non-Critical | SARAI_KHALIL_MCCB_04_04 | - | - | 0 | - | Active | - | - | - | -
2136 | DJB_Package 03 | CHANDRAWAL WTP | Kirloskar | Mechanical | SLUICE VALVE | SUCTION SLUICE VALVE-1 | NA | Non-Critical | TAIL MILL_ROAD_BP-01_SV_01_10 | - | - | 0 | - | Active | - | - | - | -
2137 | DJB_Package 03 | CHANDRAWAL WTP | Advance | Electrical | LT | OIL IMMERSED STAR DELTA STARTER-03 | NA | Non-Critical | NEW RAJENDRA NAGAR_OLD_BP-03_ OIL IMMERSED S/D-3_5 | - | - | 0 | - | Active | - | - | - | -
2138 | DJB_Package 03 | CHANDRAWAL WTP | NA | Mechanical | BALL VALVE | BALL VALVE | NA | Non-Critical | JHANDEWALAN_NEW_BV_1_SV_01_103 | - | - | 0 | - | Active | - | - | - | -
2139 | DJB_Package 03 | CHANDRAWAL WTP | L&T | Electrical | LT | MAIN SWITCH-2 | NA | Non-Critical | CYCLE MARKET_LT_MAIN SWITCH-2_03 | - | - | 0 | - | Active | - | - | - | -
2140 | DJB_Package 03 | CHANDRAWAL WTP | Kirloskar | Mechanical | SLUICE VALVE | SUCTION SLUICE VALVE-01 | NA | Non-Critical | DDA SIDE ONE RAJENDRA NAGAR_BP-01_SV_1_15 | - | - | 0 | - | Active | - | - | - | -
2141 | DJB_Package 03 | CHANDRAWAL WTP | Kirloskar | Mechanical | SLUICE VALVE | DISCHARGE SLUICE VALVE-1 | NA | Non-Critical | R K PURAM_SEC-7_BP-01_DV-01_22 | - | - | 0 | - | Active | - | - | - | -
2142 | DJB_Package 03 | CHANDRAWAL WTP | NA | Instrument | ELECTROMAGNETIC FLOW METER | ELECTROMAGNETIC FLOW METER-03 | NA | Non-Critical | TALKATORA UGR_OUTLET_EMF-03_26 | - | - | 0 | - | Active | - | - | - | -
2143 | DJB_Package 03 | CHANDRAWAL WTP | BAJAJ | Electrical | FAN | WALL FAN_03 | NA | Non-Critical | MOTI_BAGH_WALL FAN_BP-03_12 | - | - | 0 | - | Active | - | - | - | -
2144 | DJB_Package 03 | CHANDRAWAL WTP | UPADHAYA | Mechanical | SLUICE VALVE | SUCTION SLUICE VALVE-2 | NA | Non-Critical | IDGAH_NEW_BP-02_SV_02_67 | - | - | 0 | - | Active | - | - | - | -
2145 | DJB_Package 03 | CHANDRAWAL WTP | Kirloskar | Mechanical | SLUICE VALVE | SUCTION SLUICE VALVE-04 | NA | Non-Critical | MOTIA KHAN_BP-04_SV-04_18 | - | - | 0 | - | Active | - | - | - | -
2146 | DJB_Package 03 | CHANDRAWAL WTP | VASS | Mechanical | NRV | NRV-2 | NA | Non-Critical | RAMJAS_BP-2_ NRV_2_15 | - | - | 0 | - | Active | - | - | - | -
2147 | DJB_Package 03 | CHANDRAWAL WTP | NA | Electrical | LT | EOT | NA | Non-Critical | HINDURAO_LT_EOT_10 | - | - | 0 | - | Active | - | - | - | -
2148 | DJB_Package 03 | CHANDRAWAL WTP | Kirloskar | Mechanical | SLUICE VALVE | FLUSHING SLUICE VALVE | NA | Non-Critical | HASANPUR_ UGR_ FSV_02_20 | - | - | 0 | - | Active | - | - | - | -
2149 | DJB_Package 03 | CHANDRAWAL WTP | Kirloskar | Mechanical | BOOSTER PUMP | BOOSTER PUMP-02 | NA | Non-Critical | R K PURAM_SEC-1_BP-02_12 | - | - | 0 | - | Active | - | - | - | -
2150 | DJB_Package 03 | CHANDRAWAL WTP | KSB | Mechanical | SLUICE VALVE | SUCTION SLUICE VALVE-2 | NA | Non-Critical | MULTANI_DHANDA_BP-02_SV_02_12 | - | - | 0 | - | Active | - | - | - | -
2151 | DJB_Package 03 | CHANDRAWAL WTP | Kirloskar | Mechanical | SLUICE VALVE | DISCHARGE SLUICE VALVE-2 | NA | Non-Critical | TAIL MILL_ROAD_BP-02_DV_02_13 | - | - | 0 | - | Active | - | - | - | -
2152 | DJB_Package 03 | CHANDRAWAL WTP | NA | INSTRUMENTATION | PRESSURE TRANSMITTER | PRESSURE TRANSMITTER | NA | Non-Critical | JHANDEWALAN_OLD_BP_3_PT_142 | - | - | 0 | - | Active | - | - | - | -
2153 | DJB_Package 03 | CHANDRAWAL WTP | SKOPE | Mechanical | SLUICE VALVE | INLET SUCTION VALVE-02 | NA | Non-Critical | HINDURAO_BP-02_SV_2_14 | - | - | 0 | - | Active | - | - | - | -
2154 | DJB_Package 03 | CHANDRAWAL WTP | - | CIVIL | - | OHT | OHT | Non-Critical | RK PURAM SEC-7_OHT_01_38 | - | - | 0 | - | Active | - | - | - | -
2155 | DJB_Package 03 | CHANDRAWAL WTP | ABB | Mechanical | BOOSTER PUMP | BOOSTER PUMP-1 | NA | Non-Critical | PAHARI_DHIRAJ_NEW_BP-01_15 | - | - | 0 | - | Active | - | - | - | -
2156 | DJB_Package 03 | CHANDRAWAL WTP | Kirloskar | Mechanical | BOOSTER PUMP | BOOSTER PUMP-5 | NA | Non-Critical | PAHARI_DHIRAJ_NEW_BP-05_19 | - | - | 0 | - | Active | - | - | - | -
2157 | DJB_Package 03 | CHANDRAWAL WTP | L&T | Electrical | LT | MAIN MCCB-6 | NA | Non-Critical | IDGAH_OLD_MCCB_06_19 | - | - | 0 | - | Active | - | - | - | -
2158 | DJB_Package 03 | CHANDRAWAL WTP | NA | Instrument | PRESSURE GAUGE | PRESSURE GAUGE-01 | NA | Non-Critical | DDA SITE-1 RAJENDRA NAGAR_PG-01_23 | - | - | 0 | - | Active | - | - | - | -
2159 | DJB_Package 03 | CHANDRAWAL WTP | NA | PRESSURE GAUGE | INSTRUMENT | PRESSURE GAUGE | NA | Non-Critical | BAHADUR GARH OLB _PG-1_11 | - | - | 0 | - | Active | - | - | - | -
2160 | DJB_Package 03 | CHANDRAWAL WTP | Advance | Electrical | LT | BOOSTER PUMP-05 LRS | NA | Non-Critical | JHANDEWALAN_OLD_LRS_05_15 | - | - | 0 | - | Active | - | - | - | -
2161 | DJB_Package 03 | CHANDRAWAL WTP | NA | Instrument | PRESSURE GAUGE | BP- 02 PRESSURE GAUGE-01 | NA | Non-Critical | RAJENDRA NAGAR_BPS_BP_02_PG_1_28 | - | - | 0 | - | Active | - | - | - | -
2162 | DJB_Package 03 | CHANDRAWAL WTP | CROMPTON | Electrical | FAN | CEILING FAN | NA | Non-Critical | R K PURAM_SEC-4_OLD_FAN_02_36 | - | - | 0 | - | Active | - | - | - | -
2163 | DJB_Package 03 | WAZIRABAD WTP | SKOPE | Mechanical | SLUICE VALVE | SUCTION SLUICE VALVE- 02 | NA | Non-Critical | SARVODAYA KANYA VIDYALAYA_BP-02_SV_2_10 | - | - | 0 | - | Active | - | - | - | -
2164 | DJB_Package 03 | CHANDRAWAL WTP | Kirloskar | Mechanical | BOOSTER PUMP | BOOSTER PUMP-1 | NA | Non-Critical | R K PURAM_SEC-7_BP-01_11 | - | - | 0 | - | Active | - | - | - | -
2165 | DJB_Package 03 | CHANDRAWAL WTP | Advance | Electrical | LT | LT PANEL INCOMMER_2 OCB | NA | Non-Critical | JHANDEWALAN_NEW_LT_02_64 | - | - | 0 | - | Active | - | - | - | -
2166 | DJB_Package 03 | CHANDRAWAL WTP | Kirloskar | Mechanical | SLUICE VALVE | UGR DISCHARGE VALVE-04 | NA | Non-Critical | HINDURAO_UGR_DV-04_30 | - | - | 0 | - | Active | - | - | - | -
2167 | DJB_Package 03 | WAZIRABAD WTP | GLOBE | Electrical | EOT | EOT_1 | NA | Non-Critical | POLICE LINE_OLB_EOT_15 | - | - | 0 | - | Active | - | - | - | -
2168 | DJB_Package 03 | WAZIRABAD WTP | CROMPTON | Mechanical | BOOSTER PUMP | BOOSTER PUMP-1 | NA | Non-Critical | MALL APARTMENT_BP-01_16 | - | - | 0 | - | Active | - | - | - | -
2169 | DJB_Package 03 | CHANDRAWAL WTP | Havells | Electrical | LT | 4 POLE CHANGEOVER SWITCH | NA | Non-Critical | JHANDEWALAN_OLD_CHANGEOVER_02_10 | - | - | 0 | - | Active | - | - | - | -
2170 | DJB_Package 03 | CHANDRAWAL WTP | STANDARD | Electrical | LT | 4-POLE CHANGEOVER | NA | Non-Critical | CYCLE MARKET_LT_4-POLE CHANGEOVER_05 | - | - | 0 | - | Active | - | - | - | -
2171 | DJB_Package 03 | CHANDRAWAL WTP | NA | Electrical | HT | TRANSFORMER-1 | NA | Non-Critical | IDGAH_OLD_TRANS_01_01 | - | - | 0 | - | Active | - | - | - | -
2172 | DJB_Package 03 | CHANDRAWAL WTP | HPL | Electrical | LT | STAR DELTA STARTER-4 | NA | Non-Critical | PAHARI_DHIRAJ_NEW_BP-04_S/D_04_11 | - | - | 0 | - | Active | - | - | - | -
2173 | DJB_Package 03 | CHANDRAWAL WTP | NA | Instrument | PRESSURE GAUGE | PRESSURE GAUGE-06 | NA | Non-Critical | NEW RAJENDRA NAGAR_NEW_BP-02_PG-06_40 | - | - | 0 | - | Active | - | - | - | -
2174 | DJB_Package 03 | CHANDRAWAL WTP | L&T | Electrical | LT | DOL STARTER-1 | NA | Non-Critical | R K PURAM_SEC-05_ DW-01_DOL_01_005 | - | - | 0 | - | Active | - | - | - | -
2175 | DJB_Package 03 | CHANDRAWAL WTP | Kirloskar | Mechanical | SLUICE VALVE | SUCTION VALVE | NA | Non-Critical | RAJENDRA PARK_BP_01_SUCTION_SV_1_6 | - | - | 0 | - | Active | - | - | - | -
2176 | DJB_Package 03 | CHANDRAWAL WTP | NA | INSTRUMENTATION | MECHANICAL LEVEL GAUGE | MECHANICAL LEVEL GAUGE | NA | Non-Critical | RIDGE ROAD_MLG_2_14 | - | - | 0 | - | Active | - | - | - | -
2177 | DJB_Package 03 | CHANDRAWAL WTP | Kirloskar | Mechanical | SLUICE VALVE | UGR DISCHARGE VALVE-04 | NA | Non-Critical | FLAG STAFF_UGR_DV-04_11 | - | - | 0 | - | Active | - | - | - | -
2178 | DJB_Package 03 | CHANDRAWAL WTP | L&T | Electrical | LT | MCB-3 | NA | Non-Critical | SLAUGHTER_HOUSE_MCB_03_04 | - | - | 0 | - | Active | - | - | - | -
2179 | DJB_Package 03 | CHANDRAWAL WTP | Kirloskar | Mechanical | SLUICE VALVE | SUCTION SLUICE VALVE-1 | NA | Non-Critical | R K PURAM_SEC-7_BP-01_SV-01_18 | - | - | 0 | - | Active | - | - | - | -
2180 | DJB_Package 03 | WAZIRABAD WTP | NA | Instrument | ULTRASONIC LEVEL TRANSMITTER | ULTRASONIC LEVEL TRANSMITTER | NA | Non-Critical | MALL APARTMENT_ULT_34 | - | - | 0 | - | Active | - | - | - | -
2181 | DJB_Package 03 | CHANDRAWAL WTP | - | CIVIL | - | BOUNDARY WALL | NA | Non-Critical | RIDGE ROAD_BOUNDARY_18 | - | - | 0 | - | Active | - | - | - | -
2182 | DJB_Package 03 | CHANDRAWAL WTP | L&T | Electrical | LT | LT Panel | NA | Non-Critical | RAMJAS_LT PANEL_02 | - | - | 0 | - | Active | - | - | - | -
2183 | DJB_Package 03 | CHANDRAWAL WTP | Kirloskar | Mechanical | SLUICE VALVE | UGR INTERCONNECTION VALVE | NA | Non-Critical | TALKATORA UGR_UGR_INTERCON_SV_7 | - | - | 0 | - | Active | - | - | - | -
2184 | DJB_Package 03 | CHANDRAWAL WTP | KSB | Mechanical | SLUICE VALVE | SUCTION SLUICE VALVE | NA | Non-Critical | JHANDEWALAN_NEW_BP_6_SV_06_85 | - | - | 0 | - | Active | - | - | - | -
2185 | DJB_Package 03 | CHANDRAWAL WTP | Coromption Greaves | Electrical | FAN | WALL MOUNTED FAN | NA | Non-Critical | JHANDEWALAN_NEW_WFAN_01_112 | - | - | 0 | - | Active | - | - | - | -
2186 | DJB_Package 03 | CHANDRAWAL WTP | SKOPE | Mechanical | SLUICE VALVE | SUCTION SLUICE VALVE- 02 | NA | Non-Critical | SARAI_KHALIL_BP-02_SV_02_13 | - | - | 0 | - | Active | - | - | - | -
2187 | DJB_Package 03 | WAZIRABAD WTP | IVC | Mechanical | SLUICE VALVE | SUCTION SLUICE VALVE | NA | Non-Critical | VIJAY NAGAR_OLB_1_SV_1_BP-01_9 | - | - | 0 | - | Active | - | - | - | -
2188 | DJB_Package 03 | BHIKAJI CAMA PALACE BPS | Kirloskar | Mechanical | SLUICE VALVE | DISCHARGE SLUICE VALVE-2 | NA | Non-Critical | BHIKAJI_CAMA_BP-02_DV_02_15 | - | - | 0 | - | Active | - | - | - | -
2189 | DJB_Package 03 | CHANDRAWAL WTP | NA | INSTRUMENTATION | PRESSURE TRANSMITTER | PRESSURE TRANSMITTER | NA | Non-Critical | JHANDEWALAN_OLD_BP_1_PT_140 | - | - | 0 | - | Active | - | - | - | -
2190 | DJB_Package 03 | CHANDRAWAL WTP | Advance | Electrical | LT | OIL IMMERSED MANUALLY STAR DELTA STARTER_3 | NA | Non-Critical | JHANDEWALAN_NEW_ATS_03_68 | - | - | 0 | - | Active | - | - | - | -
2191 | DJB_Package 03 | WAZIRABAD WTP | Kirloskar | Mechanical | NRV | NRV | NA | Non-Critical | POLICE LINE_OLB_1_NRV -1_BP-01_23 | - | - | 0 | - | Active | - | - | - | -
2192 | DJB_Package 03 | CHANDRAWAL WTP | L&T | Electrical | LT | STAR DELTA STARTER-01 | NA | Non-Critical | TEL MANDI OLB_S/D-01_BP-01_02 | - | - | 0 | - | Active | - | - | - | -
2193 | DJB_Package 03 | CHANDRAWAL WTP | Kiloskar | Mechanical | BOOSTER PUMP | BOOSTER PUMP-02 | NA | Non-Critical | R K PURAM_SEC-4_OLD_BP-02_38 | - | - | 0 | - | Active | - | - | - | -
2194 | DJB_Package 03 | CHANDRAWAL WTP | NA | Mechanical | SUCTION SLUICE VALVE | DISCHARGE SLUICE VALVE-2 | NA | Non-Critical | KISHANGANJ OLB_BP-02_ DV_2_15 | - | - | 0 | - | Active | - | - | - | -
2195 | DJB_Package 03 | CHANDRAWAL WTP | - | CIVIL | - | UGR | UGE | Non-Critical | SARAI_KHALIL_UGR_01_23 | - | - | 0 | - | Active | - | - | - | -
2196 | DJB_Package 03 | WAZIRABAD WTP | Havells | Electrical | LT | OIL IMMERSED STAR DELTA STARTER_3 | NA | Non-Critical | MALL APARTMENT_BP_03_ OIL IMMERSED STARDELTA_STARTER_3_14 | - | - | 0 | - | Active | - | - | - | -
2197 | DJB_Package 03 | CHANDRAWAL WTP | SMARTY | Electrical | LT | APFC Panel | NA | Non-Critical | HASANPUR_ UGR_ APFC_01_05 | - | - | 0 | - | Active | - | - | - | -
2198 | DJB_Package 03 | CHANDRAWAL WTP | - | CIVIL | - | ROOM | PUMP HOUSE ROOM | Non-Critical | RK PURAM SEC-5_PH_02_27 | - | - | 0 | - | Active | - | - | - | -
2199 | DJB_Package 03 | CHANDRAWAL WTP | SKOPE | Mechanical | SLUICE VALVE | DISCHARGE SLUICE VALVE-02 | NA | Non-Critical | HINDURAO_BP-02_DV_2_16 | - | - | 0 | - | Active | - | - | - | -
2200 | DJB_Package 03 | CHANDRAWAL WTP | KSB | Mechanical | BOOSTER PUMP | BOOSTER PUMP-05 | NA | Non-Critical | JHANDEWALAN_NEW_BP_05_77 | - | - | 0 | - | Active | - | - | - | -
2201 | DJB_Package 03 | CHANDRAWAL WTP | UPADHAYA | Mechanical | SLUICE VALVE | DISCHARGE SLUICE VALVE-1 | NA | Non-Critical | IDGAH_NEW_BP-01_DV_01_68 | - | - | 0 | - | Active | - | - | - | -
2202 | DJB_Package 03 | CHANDRAWAL WTP | Kiloskar | Mechanical | BOOSTER PUMP | DEWATERING PUMP-1 | NA | Non-Critical | R K PURAM_SEC-4_NEW_DW-01_12 | - | - | 0 | - | Active | - | - | - | -
2203 | DJB_Package 03 | CHANDRAWAL WTP | NA | INSTRUMENTATION | ULTRASONIC LEVEL TRANSMITTER | ULTRASONIC LEVEL TRANSMITTER | NA | Non-Critical | RIDGE ROAD_ULT_15 | - | - | 0 | - | Active | - | - | - | -
2204 | DJB_Package 03 | CHANDRAWAL WTP | Advance | Electrical | LT | OIL IMMERSED MANUALLY STAR DELTA STARTER_2 | NA | Non-Critical | JHANDEWALAN_NEW_ATS_02_67 | - | - | 0 | - | Active | - | - | - | -
2205 | DJB_Package 03 | CHANDRAWAL WTP | - | CIVIL | - | UGR | UGE | Non-Critical | PAHARI_DHIRAJ_UGR_01_77 | - | - | 0 | - | Active | - | - | - | -
2206 | DJB_Package 03 | CHANDRAWAL WTP | Kirloskar | Mechanical | SLUICE VALVE | SUCTION SLUICE VALVE | NA | Non-Critical | JHANDEWALAN_UGR_FEEDING TO UGR_SV_02_117 | - | - | 0 | - | Active | - | - | - | -
2207 | DJB_Package 03 | CHANDRAWAL WTP | Kirloskar | Mechanical | BOOSTER PUMP | BOOSTER PUMP-02 | NA | Non-Critical | HINDURAO_BP-02_20 | - | - | 0 | - | Active | - | - | - | -
2208 | DJB_Package 03 | CHANDRAWAL WTP | NA | INSTRUMENATION | ELECTROMAGENTIC FLOW METER | ELECTROMAGENTIC FLOW METER-04 | NA | Non-Critical | RK PURAM SEC-4_BPS_OUTLET_EMF_04_47 | - | - | 0 | - | Active | - | - | - | -
2209 | DJB_Package 03 | CHANDRAWAL WTP | NA | Mechanical | SLUICE VALVE | SUCTION SLUICE VALVE-1 | NA | Non-Critical | DATA RAM GALI OLB_BP-01_SV-1_5 | - | - | 0 | - | Active | - | - | - | -
2210 | DJB_Package 03 | CHANDRAWAL WTP | IVC | Mechanical | SLUICE VALVE | BP-1 NRV-1 | NA | Non-Critical | MILITARY ROAD OLB_BP-01_NRV_1_09 | - | - | 0 | - | Active | - | - | - | -
2211 | DJB_Package 03 | CHANDRAWAL WTP | JACKSON | Electrical | LT | DG | NA | Non-Critical | DDA SIDE ONE RAJENDRA NAGAR_DG_1_10 | - | - | 0 | - | Active | - | - | - | -
2212 | DJB_Package 03 | BHIKAJI CAMA PALACE BPS | NA | INSTRUMENTATION | ELECTROMAGENTIC FLOW METER | ELECTROMAGENTIC FLOW METER-01 | NA | Non-Critical | BHIKAJI_CAMA_EMF-01_18 | - | - | 0 | - | Active | - | - | - | -
2213 | DJB_Package 03 | CHANDRAWAL WTP | Kirloskar | Mechanical | SLUICE VALVE | DISCHARGE VALVE_02 | NA | Non-Critical | H-BLOCK_OLB_BP_02_DISCHARGE_DV_1_11 | - | - | 0 | - | Active | - | - | - | -
2214 | DJB_Package 03 | CHANDRAWAL WTP | IVC | Mechanical | NRV | NRV- 3 | NA | Non-Critical | PAHARI_DHIRAJ_NEW_NRV_03_40 | - | - | 0 | - | Active | - | - | - | -
2215 | DJB_Package 03 | CHANDRAWAL WTP | - | CIVIL | - | PUMP HOUSE ROOM-2 | NA | Non-Critical | DARYAI NALA_NEW _PH-02_36 | - | - | 0 | - | Active | - | - | - | -
2216 | DJB_Package 03 | CHANDRAWAL WTP | GURU | INSTRUMENTATION | PRESSURE GAUGE | PRESSURE GAUGE | NA | Non-Critical | JHANDEWALAN_OLD_BP_4_PG_135 | - | - | 0 | - | Active | - | - | - | -
2217 | DJB_Package 03 | CHANDRAWAL WTP | - | CIVIL | - | BATH ROOM | BATH ROOM | Non-Critical | MULTANI_DHANDA_BATHROOM_01_24 | - | - | 0 | - | Active | - | - | - | -
2218 | DJB_Package 03 | CHANDRAWAL WTP | Kirloskar | Mechanical | SLUICE VALVE | DISCHARGE SLUICE VALVE-6 | NA | Non-Critical | R K PURAM_SEC-7_OHT_DV_06_27 | - | - | 0 | - | Active | - | - | - | -
2219 | DJB_Package 03 | CHANDRAWAL WTP | L&T | Electrical | LT | STAR DELTA STARTER-03 | NA | Non-Critical | DARYAI NALA_OLD_S/D_BP-03_17 | - | - | 0 | - | Active | - | - | - | -
2220 | DJB_Package 03 | WAZIRABAD WTP | CROMPTON | Mechanical | BOOSTER PUMP | BOOSTER PUMP-1 | NA | Non-Critical | BOULEVARD ROAD_BP-01_6 | - | - | 0 | - | Active | - | - | - | -
2221 | DJB_Package 03 | CHANDRAWAL WTP | NA | Electrical | EOT | EOT CRANE | NA | Non-Critical | JHANDEWALAN_OLD_EOT_01_49 | - | - | 0 | - | Active | - | - | - | -
2222 | DJB_Package 03 | CHANDRAWAL WTP | KSB | Mechanical | SLUICE VALVE | DISCHARGE SLUICE VALVE-2 | NA | Non-Critical | MULTANI_DHANDA_BP-02_DV_02_14 | - | - | 0 | - | Active | - | - | - | -
2223 | DJB_Package 03 | WAZIRABAD WTP | IVC | Mechanical | SLUICE VALVE | DISCHARGE SLUICE VALVE | NA | Non-Critical | VIJAY NAGAR_OLB_1_DV_1_BP-01_11 | - | - | 0 | - | Active | - | - | - | -
2224 | DJB_Package 03 | CHANDRAWAL WTP | NA | Electrical | LT | FUSE- 02 | NA | Non-Critical | H-BLOCK_LT_FUSE_2_2 | - | - | 0 | - | Active | - | - | - | -
2225 | DJB_Package 03 | CHANDRAWAL WTP | Kirloskar | Mechanical | SLUICE VALVE | SUCTION VALVE_01 | NA | Non-Critical | H-BLOCK_OLB_BP_01_SUCTION_SV_1_8 | - | - | 0 | - | Active | - | - | - | -
2226 | DJB_Package 03 | CHANDRAWAL WTP | - | CIVIL | - | PUMP HOUSE | PUMP HOUSE ROOM | Non-Critical | PAHARI_DHIRAJ_PH_ROOM_02_80 | - | - | 0 | - | Active | - | - | - | -
2227 | DJB_Package 03 | CHANDRAWAL WTP | L&T | Electrical | LT | STAR DELTA STARTER-3 | NA | Non-Critical | R K PURAM_SEC-4_NEW_ BP-03_S/D_03_05 | - | - | 0 | - | Active | - | - | - | -
2228 | DJB_Package 03 | WAZIRABAD WTP | IVC | Mechanical | SLUICE VALVE | SUCTION SLUICE VALVE | NA | Non-Critical | VIJAY NAGAR_OLB_2_SV_2_BP_02_10 | - | - | 0 | - | Active | - | - | - | -
2229 | DJB_Package 03 | CHANDRAWAL WTP | KSB | Electrical | LT | BOOSTER PUMP-01 | NA | Non-Critical | JHANDEWALAN_OLD_BP_01_19 | - | - | 0 | - | Active | - | - | - | -
2230 | DJB_Package 03 | CHANDRAWAL WTP | Kirloskar | Mechanical | SLUICE VALVE | SUCTION SLUICE VALVE-2 | NA | Non-Critical | TAIL MILL_ROAD_BP-02_SV_02_11 | - | - | 0 | - | Active | - | - | - | -
2231 | DJB_Package 03 | CHANDRAWAL WTP | Kirloskar | Mechanical | SLUICE VALVE | SUCTION SLUICE VALVE | NA | Non-Critical | JHANDEWALAN_OLD_SV_12_38 | - | - | 0 | - | Active | - | - | - | -
2232 | DJB_Package 03 | CHANDRAWAL WTP | L&T | Electrical | LT | BP_04_DOL STARTER-1 | NA | Non-Critical | MOTI_BAGH_DS_BP-01_05 | - | - | 0 | - | Active | - | - | - | -
2233 | DJB_Package 03 | CHANDRAWAL WTP | L&T | Electrical | LT | MCCB-02 | NA | Non-Critical | HINDURAO_LT_MCCB_1_2 | - | - | 0 | - | Active | - | - | - | -
2234 | DJB_Package 03 | CHANDRAWAL WTP | Kirloskar | Mechanical | SLUICE VALVE | BP-1 SUCTION SV-5 | NA | Non-Critical | DARYAI NALA_OLD _BP_3_SV_5_25 | - | - | 0 | - | Active | - | - | - | -
2235 | DJB_Package 03 | CHANDRAWAL WTP | BAJAJ | Electrical | FAN | WALL FAN_02 | NA | Non-Critical | MOTI_BAGH_WALL FAN_BP-02_11 | - | - | 0 | - | Active | - | - | - | -
2236 | DJB_Package 03 | CHANDRAWAL WTP | Kirloskar | Mechanical | SLUICE VALVE | SUCTION SLUICE VALVE-01 | NA | Non-Critical | SARAI PHOOS_BP-01_SV_01_9 | - | - | 0 | - | Active | - | - | - | -
2237 | DJB_Package 03 | WAZIRABAD WTP | SKOPE | Mechanical | SLUICE VALVE | DISCHARGE SLUICE VALVE- 02 | NA | Non-Critical | SARVODAYA KANYA VIDYALAYA_BP-02_DV_2_12 | - | - | 0 | - | Active | - | - | - | -
2238 | DJB_Package 03 | CHANDRAWAL WTP | STANDARD | Electrical | LT | MCCB-3 | NA | Non-Critical | SARAI_KHALIL_MCCB_03_03 | - | - | 0 | - | Active | - | - | - | -
2239 | DJB_Package 03 | CHANDRAWAL WTP | EE | Electrical | LT | LRS-4 | NA | Non-Critical | IDGAH_OLD_BP-04_LRS_04_23 | - | - | 0 | - | Active | - | - | - | -
2240 | DJB_Package 03 | CHANDRAWAL WTP | Kirloskar | Mechanical | BOOSTER PUMP | BOOSTER PUMP-04 | NA | Non-Critical | NEW RAJENDRA NAGAR_OLD_BP-04_11 | - | - | 0 | - | Active | - | - | - | -
2241 | DJB_Package 03 | WAZIRABAD WTP | Kirloskar | Mechanical | NRV | NRV | NA | Non-Critical | POLICE LINE_OLB_2_NRV -2_BP_02_24 | - | - | 0 | - | Active | - | - | - | -
2242 | DJB_Package 03 | CHANDRAWAL WTP | Kirloskar | Mechanical | LT | DEWATERING PUMP-1 | NA | Non-Critical | PAHARI_DHIRAJ_OLD_DW-01_57 | - | - | 0 | - | Active | - | - | - | -
2243 | DJB_Package 03 | CHANDRAWAL WTP | Kirloskar | Mechanical | SLUICE VALVE | BP-1 SUCTION SV-1 | NA | Non-Critical | DARYAI NALA_OLD _BP_1_SV_1_21 | - | - | 0 | - | Active | - | - | - | -
2244 | DJB_Package 03 | WAZIRABAD WTP | Kirloskar | Mechanical | SLUICE VALVE | UGR SUCTION SLUICE VALVE | NA | Non-Critical | MALL APARTMENT_UGR_SUCTION_SV_1_20 | - | - | 0 | - | Active | - | - | - | -
2245 | DJB_Package 03 | CHANDRAWAL WTP | L&T | Electrical | LT | ACB PANEL-1 | NA | Non-Critical | IDGAH_OLD_ACB_01_08 | - | - | 0 | - | Active | - | - | - | -
2246 | DJB_Package 03 | CHANDRAWAL WTP | - | CIVIL | - | COMPARTMENT-2 | COMPARTMENT-2 | Non-Critical | HASANPUR_UGR _02_29 | - | - | 0 | - | Active | - | - | - | -
2247 | DJB_Package 03 | CHANDRAWAL WTP | Havells | Electrical | LT | CHANGE OVER | NA | Non-Critical | KISHAN GANJ OLB_LT_CHANGE OVER_5 | - | - | 0 | - | Active | - | - | - | -
2248 | DJB_Package 03 | CHANDRAWAL WTP | NA | Electrical | FAN | CEILING FAN_1 | NA | Non-Critical | FLAG STAFF UGR_CEILING FAN_4 | - | - | 0 | - | Active | - | - | - | -
2249 | DJB_Package 03 | CHANDRAWAL WTP | - | CIVIL | - | ROOM | STAFF ROOM | Non-Critical | SATYA NIKETAN_ BATHROOM_01_33 | - | - | 0 | - | Active | - | - | - | -
2250 | DJB_Package 03 | CHANDRAWAL WTP | Kirloskar | Mechanical | SLUICE VALVE | SUCTION SLUICE VALVE-02 | NA | Non-Critical | R K PURAM_SEC-1_BP-02_SV-02_17 | - | - | 0 | - | Active | - | - | - | -
2251 | DJB_Package 03 | CHANDRAWAL WTP | Kirloskar | Mechanical | SLUICE VALVE | DISCHARGE VALVE | NA | Non-Critical | OLD RAJENDRA NAGAR_BPS_2_DISCHARGE_DV_2_18 | - | - | 0 | - | Active | - | - | - | -
2252 | DJB_Package 03 | CHANDRAWAL WTP | NA | Electrical | LT | APFC Panel | NA | Non-Critical | R K PURAM_SEC-1_APFC_09 | - | - | 0 | - | Active | - | - | - | -
2253 | DJB_Package 03 | CHANDRAWAL WTP | NA | Mechanical | SLUICE VALVE | SUCTION SLUICE VALVE-2 | NA | Non-Critical | SHEESH MAHAL OLB_BP-02_SV__2_14 | - | - | 0 | - | Active | - | - | - | -
2254 | DJB_Package 03 | WAZIRABAD WTP | NA | Electrical | FAN | EXHAUST FAN_1 | NA | Non-Critical | DDA FLAT KALYAN VIHAR_LT_EXHAUST FAN_1_9 | - | - | 0 | - | Active | - | - | - | -
2255 | DJB_Package 03 | CHANDRAWAL WTP | Advance | Electrical | LT | PALAM UGR_LRS WITH OCB- 400AMP_4 | NA | Non-Critical | JHANDEWALAN_NEW_LRS_04_72 | - | - | 0 | - | Active | - | - | - | -
2256 | DJB_Package 03 | CHANDRAWAL WTP | Kirloskar | Mechanical | SLUICE VALVE | BP-1 DISCHARGE SV-1 | NA | Non-Critical | DEV NAGAR OLB_BP-1_DV_1_BP-01_08 | - | - | 0 | - | Active | - | - | - | -
2257 | DJB_Package 03 | CHANDRAWAL WTP | Advance | Electrical | BP_02_OIL IMMERSED STAR DELTA STARTER_01 | BP-02 OIL IMMERSED STAR DELTA STARTER_1 | NA | Non-Critical | H-BLOCK_OLB_BP_02_OIL IMMERSED STARDELTA_STARTER_1_5 | - | - | 0 | - | Active | - | - | - | -
2258 | DJB_Package 03 | CHANDRAWAL WTP | L&T | Electrical | LT | DOL STARTER-1 | NA | Non-Critical | CYCLE MARKET_DOL_STARTER-1_06 | - | - | 0 | - | Active | - | - | - | -
2259 | DJB_Package 03 | CHANDRAWAL WTP | KSB | Mechanical | NRV | NRV-2 | NA | Non-Critical | MULTANI_DHANDA_BP-02_NRV_02_18 | - | - | 0 | - | Active | - | - | - | -
2260 | DJB_Package 03 | CHANDRAWAL WTP | LUBI/KIRLOSKAR | Mechanical | BOOSTER PUMP | BOOSTER PUMP-3 | NA | Non-Critical | DARYAI NALA_OLD _BP_3_20 | - | - | 0 | - | Active | - | - | - | -
2261 | DJB_Package 03 | CHANDRAWAL WTP | Advance | Electrical | LT | OIL IMMERSED STAR DELTA STARTER_1 | NA | Non-Critical | NEW RAJENDRA NAGAR_NEW_BP-01_ OIL IMMERSED S/D_1_27 | - | - | 0 | - | Active | - | - | - | -
2262 | DJB_Package 03 | CHANDRAWAL WTP | - | CIVIL | - | TOILET | TOILET | Non-Critical | SARAI_KHALIL_TOILET_01_24 | - | - | 0 | - | Active | - | - | - | -
2263 | DJB_Package 03 | WAZIRABAD WTP | L&T | Electrical | LT | DEWATERING_DOL STARTER_2 | NA | Non-Critical | DDA FLAT KALYAN VIHAR_DOL_STARTER_2_8 | - | - | 0 | - | Active | - | - | - | -
2264 | DJB_Package 03 | WAZIRABAD WTP | NA | Electrical | LT | FUSE | NA | Non-Critical | MAJNU KA TILLA_LT_FUSE_1_1 | - | - | 0 | - | Active | - | - | - | -
2265 | DJB_Package 03 | WAZIRABAD WTP | NA | Electrical | LT | MCB | NA | Non-Critical | MALL APARTMENT_LT_MCB_1 | - | - | 0 | - | Active | - | - | - | -
2266 | DJB_Package 03 | CHANDRAWAL WTP | POWER SOLUTION | INSTRUMENTATION | ULTRASONIC LEVEL TRANSMITTER | ULTRASONIC LEVEL TRANSMITTER | NA | Non-Critical | HINDURAO_ULT-01_33 | - | - | 0 | - | Active | - | - | - | -
2267 | DJB_Package 03 | CHANDRAWAL WTP | PROCESS | INSTRUMENATION | ULTRASONIC LEVEL TRANSMITTER | ULTRASONIC LEVEL TRANSMITTER | NA | Non-Critical | RK PURAM SEC-4_BPS_ULT_01_43 | - | - | 0 | - | Active | - | - | - | -
2268 | DJB_Package 03 | CHANDRAWAL WTP | - | CIVIL | - | TOILET | TOILET | Non-Critical | RK PURAM SEC-4_BPS TOILET_01_50 | - | - | 0 | - | Active | - | - | - | -
2269 | DJB_Package 03 | WAZIRABAD WTP | Kirloskar | Mechanical | LT | DEWATERING PUMP_1 | NA | Non-Critical | DDA FLAT KALYAN VIHAR_DEWATERING PUMP_1_13 | - | - | 0 | - | Active | - | - | - | -
2270 | DJB_Package 03 | CHANDRAWAL WTP | - | CIVIL | - | PUMP HOUSE | PUMP HOUSE ROOM | Non-Critical | SLAUGHTER_HOUSE_BP_01_21 | - | - | 0 | - | Active | - | - | - | -
2271 | DJB_Package 03 | CHANDRAWAL WTP | L&T | Electrical | LT | STAR DELTA STARTER-03 | NA | Non-Critical | R K PURAM_SEC-1_SPARE_S/D-03_05 | - | - | 0 | - | Active | - | - | - | -
2272 | DJB_Package 03 | CHANDRAWAL WTP | COROMPTION /KSB | Mechanical | BOOSTER PUMP | BOOSTER PUMP-02 | NA | Non-Critical | JHANDEWALAN_NEW_BP_02_74 | - | - | 0 | - | Active | - | - | - | -
2273 | DJB_Package 03 | BHIKAJI CAMA PALACE BPS | BENTAX | Electrical | LT | DOL STARTER-1 | NA | Non-Critical | BHIKAJI_CAMA_DOL STARTER_01_4 | - | - | 0 | - | Active | - | - | - | -
2274 | DJB_Package 03 | CHANDRAWAL WTP | GURU | INSTRUMENTATION | PRESSURE GAUGE | PRESSURE GAUGE | NA | Non-Critical | JHANDEWALAN_OLD_BP_3_PG_134 | - | - | 0 | - | Active | - | - | - | -
2275 | DJB_Package 03 | CHANDRAWAL WTP | - | CIVIL | - | ROOM | STAFF ROOM | Non-Critical | MOTI BAGH_ROOM_01_34 | - | - | 0 | - | Active | - | - | - | -
2276 | DJB_Package 03 | CHANDRAWAL WTP | L&T | Electrical | LT | change over Switch | NA | Non-Critical | HINDURAO_CHANGE OVER_1_4 | - | - | 0 | - | Active | - | - | - | -
2277 | DJB_Package 03 | CHANDRAWAL WTP | SCHNEIDER | Electrical | LT | 4 POLE MCCB | NA | Non-Critical | SHEESH MAHAL OLB_LT_4 POLE MCCB_3 | - | - | 0 | - | Active | - | - | - | -
2278 | DJB_Package 03 | CHANDRAWAL WTP | 100 PSI | INSTRUMENTATION | DISCHARGE PRESSURE GUAGE | DISCHARGE PRESSURE GUAGE | NA | Non-Critical | RAMJAS_DIS_PG_1_20 | - | - | 0 | - | Active | - | - | - | -
2279 | DJB_Package 03 | CHANDRAWAL WTP | Kiloskar | Mechanical | NRV | NRV-01 | NA | Non-Critical | R K PURAM_SEC-4_NEW_BP-01_NRV_01_24 | - | - | 0 | - | Active | - | - | - | -
2280 | DJB_Package 03 | CHANDRAWAL WTP | NA | Mechanical | SLUICE VALVE | NRV-1 | NA | Non-Critical | SHEESH MAHAL OLB_BP-01_NRV_1_13 | - | - | 0 | - | Active | - | - | - | -
2281 | DJB_Package 03 | BHIKAJI CAMA PALACE BPS | Kirloskar | Mechanical | SLUICE VALVE | DISCHARGE SLUICE VALVE-1 | NA | Non-Critical | BHIKAJI_CAMA_BP-01_DV_01_14 | - | - | 0 | - | Active | - | - | - | -
2282 | DJB_Package 03 | CHANDRAWAL WTP | NA | INSTRUMENTATION | ELECTROMAGNETIC FLOW METER | ELECTROMAGNETIC FLOW METER -05 | NA | Non-Critical | PALAM_UGR_OUTLET_EMF_05_30 | - | - | 0 | - | Active | - | - | - | -
2283 | DJB_Package 03 | CHANDRAWAL WTP | UPADHAYA | Mechanical | SLUICE VALVE | DISCHARGE SLUICE VALVE-3 | NA | Non-Critical | PAHARI_DHIRAJ_OLD_BP-03_DV_03_64 | - | - | 0 | - | Active | - | - | - | -
2284 | DJB_Package 03 | CHANDRAWAL WTP | PROCESS | INSTRUMENTATION | PRESSURE TRANSMITTER | PRESSURE TRANSMITTER-02 | NA | Non-Critical | PAHARI_DHIRAJ_NEW_PT_02_71 | - | - | 0 | - | Active | - | - | - | -
2285 | DJB_Package 03 | CHANDRAWAL WTP | Kirloskar | Mechanical | SLUICE VALVE | INLET SLUICE VALVE-1 | NA | Non-Critical | R K PURAM_SEC-05_INLET_SV_01_14 | - | - | 0 | - | Active | - | - | - | -
2286 | DJB_Package 03 | CHANDRAWAL WTP | NA | INSTRUMENTATION | PRESSURE TRANSMITTER | PRESSURE TRANSMITTER | NA | Non-Critical | MOTIA KHAN BPS_PT-01_33 | - | - | 0 | - | Active | - | - | - | -
2287 | DJB_Package 03 | CHANDRAWAL WTP | Kirloskar | Mechanical | BOOSTER PUMP | Dewatering Pump | NA | Non-Critical | MULTANI_DHANDA_DW_01_09 | - | - | 0 | - | Active | - | - | - | -
2288 | DJB_Package 03 | CHANDRAWAL WTP | Kirloskar | Mechanical | SLUICE VALVE | UGR SUCTION VALVE | NA | Non-Critical | TALKATORA UGR_UGR_SUCTION_SV_1_5 | - | - | 0 | - | Active | - | - | - | -
2289 | DJB_Package 03 | CHANDRAWAL WTP | SKOPE | Mechanical | NRV | NRV- 01 | NA | Non-Critical | SARAI_KHALIL_BP-01_NRV_01_16 | - | - | 0 | - | Active | - | - | - | -
2290 | DJB_Package 03 | WAZIRABAD WTP | NA | Instrument | PRESSURE TRANSMITTER | PRESSURE TRANSMITTER | NA | Non-Critical | POLICE LINE_OLB_PT_27 | - | - | 0 | - | Active | - | - | - | -
2291 | DJB_Package 03 | CHANDRAWAL WTP | UPADHAYA | Mechanical | SLUICE VALVE | DISCHARGE SLUICE VALVE-1 | NA | Non-Critical | PAHARI_DHIRAJ_OLD_BP-01_DV_01_62 | - | - | 0 | - | Active | - | - | - | -
2292 | DJB_Package 03 | CHANDRAWAL WTP | Kirloskar | Mechanical | SLUICE VALVE | SUCTION SLUICE VALVE-01 | NA | Non-Critical | NEW RAJENDRA NAGAR_OLD_BP-01_SV_1_15 | - | - | 0 | - | Active | - | - | - | -
2293 | DJB_Package 03 | CHANDRAWAL WTP | Kirloskar | Mechanical | SLUICE VALVE | DELIVERY SLUICE VALVE | NA | Non-Critical | HASANPUR_ UGR_ DV_01_11 | - | - | 0 | - | Active | - | - | - | -
2294 | DJB_Package 03 | CHANDRAWAL WTP | L&T | Electrical | HT | HT PANEL-5 | NA | Non-Critical | IDGAH_OLD_HT_PANEL_05_07 | - | - | 0 | - | Active | - | - | - | -
2295 | DJB_Package 03 | CHANDRAWAL WTP | NA | Instrument | ULT | ULTRASONIC LEVEL TRANSMITTER | NA | Non-Critical | DDA SITE-1 RAJENDRA NAGAR_ULT_22 | - | - | 0 | - | Active | - | - | - | -
2296 | DJB_Package 03 | CHANDRAWAL WTP | Kirloskar | Mechanical | SLUICE VALVE | SUCTION SLUICE VALVE-02 | NA | Non-Critical | MOTIA KHAN_BP-02_SV-02_16 | - | - | 0 | - | Active | - | - | - | -
2297 | DJB_Package 03 | CHANDRAWAL WTP | NA | Mechanical | MECHANICAL LEVEL GAUGE | MECHANICAL LEVEL GAUGE-02 | NA | Non-Critical | TALKATORA UGR_MLG-02_31 | - | - | 0 | - | Active | - | - | - | -
2298 | DJB_Package 03 | CHANDRAWAL WTP | Kirloskar | Mechanical | BOOSTER PUMP | BOOSTER PUMP-2 | NA | Non-Critical | IDGAH_NEW_BP-02_65 | - | - | 0 | - | Active | - | - | - | -
2299 | DJB_Package 03 | WAZIRABAD WTP | Kirloskar | Mechanical | NRV | NRV | NA | Non-Critical | PREM KUNJ_BPS_1_NRV_1_15 | - | - | 0 | - | Active | - | - | - | -
2300 | DJB_Package 03 | CHANDRAWAL WTP | - | CIVIL | - | TOILET | TOILET | Non-Critical | MULTANI_DHANDA_TOILET_01_23 | - | - | 0 | - | Active | - | - | - | -
2301 | DJB_Package 03 | WAZIRABAD WTP | NA | Instrument | ELECTROMAGNETIC FLOW METER | OUTLET ELECTROMAGNETIC FLOW METER-2 | NA | Non-Critical | PREM KUNJ_EMF-2_19 | - | - | 0 | - | Active | - | - | - | -
2302 | DJB_Package 03 | CHANDRAWAL WTP | Havells | Electrical | LT | 4 POLE CHANGEOVER | NA | Non-Critical | MULTANI_DHANDA_CHANGEOVER_01_06 | - | - | 0 | - | Active | - | - | - | -
2303 | DJB_Package 03 | CHANDRAWAL WTP | NA | Mechanical | SLUICE VALVE | DISCHARGE SOLENOID VALVE-1 | NA | Non-Critical | IDGAH_OLD_BP-01_DV_01_54 | - | - | 0 | - | Active | - | - | - | -
2304 | DJB_Package 03 | CHANDRAWAL WTP | Capital | Electrical | LT | change over Switch | NA | Non-Critical | DDA SIDE ONE RAJENDRA NAGAR_LT_CHANGE OVER_1_4 | - | - | 0 | - | Active | - | - | - | -
2305 | DJB_Package 03 | WAZIRABAD WTP | Kirloskar | Mechanical | CHARGING PUMP | CHARGING PUMP | NA | Non-Critical | PREM KUNJ_CHARGING PUMP_1_7 | - | - | 0 | - | Active | - | - | - | -
2306 | DJB_Package 03 | WAZIRABAD WTP | NA | Instrument | PRESSURE GAUGE | PRESSURE GAUGE | NA | Non-Critical | VIJAY NAGAR_OLB_PG_15 | - | - | 0 | - | Active | - | - | - | -
2307 | DJB_Package 03 | CHANDRAWAL WTP | CROMPTON | Electrical | FAN | WALL MOUNTED FAN | NA | Non-Critical | JHANDEWALAN_OLD_WFAN_02_51 | - | - | 0 | - | Active | - | - | - | -
2308 | DJB_Package 03 | CHANDRAWAL WTP | Kirloskar | Mechanical | SLUICE VALVE | SUCTION SLUICE VALVE-01 | NA | Non-Critical | SATYA_NIKETAN_ BP-01_SV_01_16 | - | - | 0 | - | Active | - | - | - | -
2309 | DJB_Package 03 | CHANDRAWAL WTP | Kirloskar | Mechanical | SLUICE VALVE | BP_01_ SUCTION SLUICE VALVE-01 | NA | Non-Critical | MOTI_BAGH_BP_01_SV_01_19 | - | - | 0 | - | Active | - | - | - | -
2310 | DJB_Package 03 | CHANDRAWAL WTP | Kirloskar | Mechanical | SLUICE VALVE | SUCTION SLUICE VALVE | NA | Non-Critical | JHANDEWALAN_OLD_SV_10_36 | - | - | 0 | - | Active | - | - | - | -
2311 | DJB_Package 03 | CHANDRAWAL WTP | IVC | Mechanical | NRV | NRV- 2 | NA | Non-Critical | PAHARI_DHIRAJ_NEW_NRV_02_39 | - | - | 0 | - | Active | - | - | - | -
2312 | DJB_Package 03 | CHANDRAWAL WTP | - | CIVIL | - | PUMP HOUSE | NA | Non-Critical | RAJENDRA PARK_OLB_PUMP HOUSE_12 | - | - | 0 | - | Active | - | - | - | -
2313 | DJB_Package 03 | CHANDRAWAL WTP | UPADHAYA | Mechanical | NRV | NRV-2 | NA | Non-Critical | IDGAH_NEW_BP-02_NRV_02_71 | - | - | 0 | - | Active | - | - | - | -
2314 | DJB_Package 03 | CHANDRAWAL WTP | Kirloskar | Mechanical | LT | DEWATERING PUMP-1 | NA | Non-Critical | IDGAH_OLD_DW-01_45 | - | - | 0 | - | Active | - | - | - | -
2315 | DJB_Package 03 | CHANDRAWAL WTP | Jyoti | Electrical | HT | HT PANEL-1 | NA | Non-Critical | JHANDEWALAN_NEW_HT_01_60 | - | - | 0 | - | Active | - | - | - | -
2316 | DJB_Package 03 | CHANDRAWAL WTP | Kirloskar | Mechanical | BOOSTER PUMP | BOOSTER PUMP-1 | NA | Non-Critical | H-BLOCK_OLB_BP_01_6 | - | - | 0 | - | Active | - | - | - | -
2317 | DJB_Package 03 | CHANDRAWAL WTP | Kirloskar | Mechanical | SLUICE VALVE | SUCTION SLUICE VALVE-02 | NA | Non-Critical | R K PURAM_SEC-05_BP-02_SV_02_17 | - | - | 0 | - | Active | - | - | - | -
2318 | DJB_Package 03 | CHANDRAWAL WTP | STANDARD | INSTRUMENTATION | BULK WATERE METER | BULK WATERE METER BWM | NA | Non-Critical | CYCLE MARKET_DISCHARGE LINE BWM_17 | - | - | 0 | - | Active | - | - | - | -
2319 | DJB_Package 03 | CHANDRAWAL WTP | Kirloskar | Mechanical | BOOSTER PUMP | BOOSTER PUMP- 02 | NA | Non-Critical | SATYA_NIKETAN_BP-02_12 | - | - | 0 | - | Active | - | - | - | -
2320 | DJB_Package 03 | CHANDRAWAL WTP | Kirloskar | Mechanical | SLUICE VALVE | INLET SLUICE VALVE-08 | NA | Non-Critical | PALAM_UGR_INLET_SV_08_14 | - | - | 0 | - | Active | - | - | - | -
2321 | DJB_Package 03 | CHANDRAWAL WTP | Kirloskar | Mechanical | BOOSTER PUMP | BOOSTER PUMP- 01 | NA | Non-Critical | SARAI_KHALIL_BP-01_9 | - | - | 0 | - | Active | - | - | - | -
2322 | DJB_Package 03 | CHANDRAWAL WTP | Kirloskar | Mechanical | SLUICE VALVE | UGR SUCTION VALVE-04 | NA | Non-Critical | JEETGARH UGR_UGR_SV-04_11 | - | - | 0 | - | Active | - | - | - | -
2323 | DJB_Package 03 | CHANDRAWAL WTP | KSB | Mechanical | SLUICE VALVE | BP-2 DISCHARGE DV-2 | NA | Non-Critical | MILITARY ROAD OLB_BP_02_DV_2_11 | - | - | 0 | - | Active | - | - | - | -
2324 | DJB_Package 03 | CHANDRAWAL WTP | NA | Mechanical | SLUICE VALVE | DISCHARGE SOLENOID VALVE-2 | NA | Non-Critical | IDGAH_OLD_BP-02_DV_02_55 | - | - | 0 | - | Active | - | - | - | -
2325 | DJB_Package 03 | CHANDRAWAL WTP | KSB | Mechanical | SLUICE VALVE | BP-1 DISCHARGE DV-1 | NA | Non-Critical | MILITARY ROAD OLB_BP-01_DV_1_08 | - | - | 0 | - | Active | - | - | - | -
2326 | DJB_Package 03 | CHANDRAWAL WTP | NA | Electrical | LT | DOL STARTER-2 | NA | Non-Critical | PAHARI_DHIRAJ_OLD_DW-02_DOL_02_53 | - | - | 0 | - | Active | - | - | - | -
2327 | DJB_Package 03 | CHANDRAWAL WTP | Havells | Electrical | LT | MCB PANEL | NA | Non-Critical | HASANPUR_ UGR_ MCB_01_06 | - | - | 0 | - | Active | - | - | - | -
2328 | DJB_Package 03 | CHANDRAWAL WTP | CM/L | Mechanical | SLUICE VALVE | SUCTION SLUICE VALVE-3 | NA | Non-Critical | AMARPURI_SV_03_10 | - | - | 0 | - | Active | - | - | - | -
2329 | DJB_Package 03 | CHANDRAWAL WTP | SKOPE | INSTRUMENTATION | ULTRASONIC LEVEL TRANSMITTER | ULTRASONIC LEVEL TRANSMITTER | NA | Non-Critical | CYCLE MARKET_ULT_1_14 | - | - | 0 | - | Active | - | - | - | -
2330 | DJB_Package 03 | CHANDRAWAL WTP | - | CIVIL | - | TOILET | TOILET | Non-Critical | RK PURAM SEC-1_TOILET_01_29 | - | - | 0 | - | Active | - | - | - | -
2331 | DJB_Package 03 | CHANDRAWAL WTP | IVC | Mechanical | SLUICE VALVE | DISCHARGE SLUICE VALVE-4 | NA | Non-Critical | IDGAH_OLD_BP-04_DV_04_57 | - | - | 0 | - | Active | - | - | - | -
2332 | DJB_Package 03 | WAZIRABAD WTP | Kirloskar | Mechanical | NRV | NRV | NA | Non-Critical | SANGAM PARK_BPS_2_NRV_2_BP-2_21 | - | - | 0 | - | Active | - | - | - | -
2333 | DJB_Package 03 | CHANDRAWAL WTP | - | CIVIL | - | BPS PUMP HOUSE | BPS PUMP HOUSE | Non-Critical | MOTIA KHAN BPS_34 | - | - | 0 | - | Active | - | - | - | -
2334 | DJB_Package 03 | CHANDRAWAL WTP | CROMPTON | Mechanical | BOOSTER PUMP | BOOSTER PUMP-01 | NA | Non-Critical | SARAI PHOOS_BP-01_6 | - | - | 0 | - | Active | - | - | - | -
2335 | DJB_Package 03 | CHANDRAWAL WTP | L&T | Electrical | LT | DOL STARTER-1 | NA | Non-Critical | IDGAH_OLD_DS_01_24 | - | - | 0 | - | Active | - | - | - | -
2336 | DJB_Package 03 | CHANDRAWAL WTP | L&T | Electrical | LT | Main MCCB | NA | Non-Critical | R K PURAM_SEC-05_ MAIN_MCCB_01_01 | - | - | 0 | - | Active | - | - | - | -
2337 | DJB_Package 03 | WAZIRABAD WTP | NA | Electrical | LT | MCB | NA | Non-Critical | POLICE LINE_OLB_LT_MCB_3_11 | - | - | 0 | - | Active | - | - | - | -
2338 | DJB_Package 03 | CHANDRAWAL WTP | CM/L | Mechanical | SLUICE VALVE | DISCHARGE SLUICE VALVE-2 | NA | Non-Critical | AMARPURI_BP-02_DV_02_12 | - | - | 0 | - | Active | - | - | - | -
2339 | DJB_Package 03 | CHANDRAWAL WTP | Kiloskar | Mechanical | SLUICE VALVE | DISCHARGE SLUICE VALVE-2 | NA | Non-Critical | R K PURAM_SEC-4_NEW_BP-01_DV_02_21 | - | - | 0 | - | Active | - | - | - | -
2340 | DJB_Package 03 | CHANDRAWAL WTP | Kirloskar | Mechanical | SLUICE VALVE | BP_02_DISCHARGE SLUICE VALVE-01 | NA | Non-Critical | MOTI_BAGH_BP_02_DV-01_23 | - | - | 0 | - | Active | - | - | - | -
2341 | DJB_Package 03 | CHANDRAWAL WTP | Advance | Electrical | LT | OIL IMMERSED MANUALLY STAR DELTA STARTER_1 | NA | Non-Critical | JHANDEWALAN_NEW_ATS_01_66 | - | - | 0 | - | Active | - | - | - | -
2342 | DJB_Package 03 | WAZIRABAD WTP | Havells | Electrical | LT | SWITCH FUSE UNIT | NA | Non-Critical | MALL APARTMENT_LT_SWITCH FUSE UNIT_2_10 | - | - | 0 | - | Active | - | - | - | -
2343 | DJB_Package 03 | CHANDRAWAL WTP | L&T | Electrical | LT | STAR DELTA STARTER-03 | NA | Non-Critical | SATYA_NIKETAN_SPARE_SDS_03_04 | - | - | 0 | - | Active | - | - | - | -
2344 | DJB_Package 03 | CHANDRAWAL WTP | NA | Mechanical | SUCTION SLUICE VALVE | SUCTION SLUICE VALVE-1 | NA | Non-Critical | MAI ROAD DATA RAM GALI OLB_BP_1_ SV_1_5 | - | - | 0 | - | Active | - | - | - | -
2345 | DJB_Package 03 | CHANDRAWAL WTP | Bentex | Electrical | LT | OIL STARTER (DOL) | NA | Non-Critical | SHEESH MAHAL OLB_OIL STARTER_2_BP-02_6 | - | - | 0 | - | Active | - | - | - | -
2346 | DJB_Package 03 | CHANDRAWAL WTP | L&T | Electrical | LT | 4 POLE CHANGEOVER | NA | Non-Critical | R K PURAM_SEC-05_ CHANDEOVER_01_07 | - | - | 0 | - | Active | - | - | - | -
2347 | DJB_Package 03 | CHANDRAWAL WTP | PNIG | Mechanical | SLUICE VALVE | SUCTION SLUICE VALVE-02 | NA | Non-Critical | RAMJAS_BP-02_SV_2_11 | - | - | 0 | - | Active | - | - | - | -
2348 | DJB_Package 03 | CHANDRAWAL WTP | NA | Electrical | LT | LT PANEL BUS COUPLER ACB | NA | Non-Critical | JHANDEWALAN_OLD_BUS COUPLER ACB_08_131 | - | - | 0 | - | Active | - | - | - | -
2349 | DJB_Package 03 | CHANDRAWAL WTP | - | CIVIL | - | UGR-01 | NA | Non-Critical | JEETGARH UGR-01_27 | - | - | 0 | - | Active | - | - | - | -
2350 | DJB_Package 03 | WAZIRABAD WTP | Havells | Electrical | LT | SWITCH FUSE UNIT | NA | Non-Critical | MALL APARTMENT_LT_SWITCH FUSE UNIT_3_11 | - | - | 0 | - | Active | - | - | - | -
2351 | DJB_Package 03 | WAZIRABAD WTP | GURU | Instrument | PRESSURE GAUGE | PRESSURE GAUGE | NA | Non-Critical | SARVODAYA KANYA VIDYALAYA_BP-01_PG_15 | - | - | 0 | - | Active | - | - | - | -
2352 | DJB_Package 03 | CHANDRAWAL WTP | NA | Instrument | ELECTROMAGNETIC FLOW METER | ELECTROMAGNETIC FLOW METER-05 | NA | Non-Critical | TALKATORA UGR_OUTLET_EMF-05_28 | - | - | 0 | - | Active | - | - | - | -
2353 | DJB_Package 03 | CHANDRAWAL WTP | Kirloskar | Mechanical | SLUICE VALVE | UGR SUCTION VALVE-01 | NA | Non-Critical | JEETGARH UGR_UGR_SV-01_8 | - | - | 0 | - | Active | - | - | - | -
2354 | DJB_Package 03 | CHANDRAWAL WTP | Kirloskar | Mechanical | BOOSTER PUMP | BOOSTER PUMP-2 | NA | Non-Critical | PAHARI_DHIRAJ_OLD_BP-02_55 | - | - | 0 | - | Active | - | - | - | -
2355 | DJB_Package 03 | CHANDRAWAL WTP | NA | Mechanical | Pump House | HOT Crane | NA | Non-Critical | R K PURAM_SEC-7_HOT CRANE_01_32 | - | - | 0 | - | Active | - | - | - | -
2356 | DJB_Package 03 | CHANDRAWAL WTP | Coromption Greaves | Electrical | FAN | WALL MOUNTED FAN | NA | Non-Critical | JHANDEWALAN_NEW_WFAN_03_114 | - | - | 0 | - | Active | - | - | - | -
2357 | DJB_Package 03 | CHANDRAWAL WTP | Advance | Electrical | LT | PALAM UGR_LRS WITH OCB- 150 AMP_2 | NA | Non-Critical | JHANDEWALAN_NEW_LRS_02_70 | - | - | 0 | - | Active | - | - | - | -
2358 | DJB_Package 03 | CHANDRAWAL WTP | - | CIVIL | - | UGR-01 | UGR-01 | Non-Critical | MOTI BAGH_UGR_01_33 | - | - | 0 | - | Active | - | - | - | -
2359 | DJB_Package 03 | CHANDRAWAL WTP | CROMPTON | Electrical | FAN | WALL MOUNTED FAN | NA | Non-Critical | JHANDEWALAN_OLD_WFAN_08_57 | - | - | 0 | - | Active | - | - | - | -
2360 | DJB_Package 03 | CHANDRAWAL WTP | Kirloskar | Mechanical | SLUICE VALVE | DISCHARGE SLUICE VALVE | NA | Non-Critical | JHANDEWALAN_UGR_INT_DV_02_130 | - | - | 0 | - | Active | - | - | - | -
2361 | DJB_Package 03 | CHANDRAWAL WTP | Kirloskar | Mechanical | CHARGING PUMP | CHARGING PUMP-01 | NA | Non-Critical | SARAI PHOOS_CP_1_5 | - | - | 0 | - | Active | - | - | - | -
2362 | DJB_Package 03 | CHANDRAWAL WTP | Kirloskar | Mechanical | SLUICE VALVE | SUCTION SLUICE VALVE-04 | NA | Non-Critical | NEW RAJENDRA NAGAR_OLD_BP-04_SV_4_18 | - | - | 0 | - | Active | - | - | - | -
2363 | DJB_Package 03 | CHANDRAWAL WTP | LUBI | Mechanical | BOOSTER PUMP | BOOSTER PUMP-3 | NA | Non-Critical | R K PURAM_SEC-7_BP-03_13 | - | - | 0 | - | Active | - | - | - | -
2364 | DJB_Package 03 | CHANDRAWAL WTP | SMARTY | Electrical | LT | APFC Panel | NA | Non-Critical | FLAG STAFF UGR_LT_APFC_3 | - | - | 0 | - | Active | - | - | - | -
2365 | DJB_Package 03 | CHANDRAWAL WTP | Kirloskar | Mechanical | LT | DEWATERING PUMP-2 | NA | Non-Critical | PAHARI_DHIRAJ_OLD_DW-02_58 | - | - | 0 | - | Active | - | - | - | -
2366 | DJB_Package 03 | CHANDRAWAL WTP | Kirloskar | Mechanical | BOOSTER PUMP | BOOSTER PUMP-01 | NA | Non-Critical | R K PURAM_SEC-1_BP-01_11 | - | - | 0 | - | Active | - | - | - | -
2367 | DJB_Package 03 | CHANDRAWAL WTP | BAJAJ | Electrical | FAN | EXHAUST FAN-1 | NA | Non-Critical | IDGAH_OLD_E-FAN_01_30 | - | - | 0 | - | Active | - | - | - | -
2368 | DJB_Package 03 | WAZIRABAD WTP | - | CIVIL | - | PUMP HOUSE | NA | Non-Critical | MAJNU KA TILLA_PH_14 | - | - | 0 | - | Active | - | - | - | -
2369 | DJB_Package 03 | CHANDRAWAL WTP | Bentex | Electrical | LT | OIL STARTER (DOL) | NA | Non-Critical | SHEESH MAHAL OLB_OIL STARTER_1_BP-01_5 | - | - | 0 | - | Active | - | - | - | -
2370 | DJB_Package 03 | WAZIRABAD WTP | NA | Mechanical | BOOSTER PUMP | BOOSTER PUMP-1 | NA | Non-Critical | MAJNU KA TILLA_BP-01_6 | - | - | 0 | - | Active | - | - | - | -
2371 | DJB_Package 03 | CHANDRAWAL WTP | WILO | Mechanical | BOOSTER PUMP | BOOSTER PUMP-01 | NA | Non-Critical | NEW RAJENDRA NAGAR_NEW_BP-01_29 | - | - | 0 | - | Active | - | - | - | -
2372 | DJB_Package 03 | CHANDRAWAL WTP | NA | Instrument | ELECTROMAGNETIC FLOW METER | ELECTROMAGNETIC FLOW METER-01 | NA | Non-Critical | FLAG STAFF UGR_EMF-01_13 | - | - | 0 | - | Active | - | - | - | -
2373 | DJB_Package 03 | CHANDRAWAL WTP | L&T | Electrical | LT | STAR DELTA STARTER-02 | NA | Non-Critical | DARYAI NALA_NEW _S/D_BP-02_07 | - | - | 0 | - | Active | - | - | - | -
2374 | DJB_Package 03 | CHANDRAWAL WTP | Kiloskar | Mechanical | BOOSTER PUMP | BOOSTER PUMP-03 | NA | Non-Critical | R K PURAM_SEC-4_NEW_BP-03_11 | - | - | 0 | - | Active | - | - | - | -
2375 | DJB_Package 03 | CHANDRAWAL WTP | C&S | Electrical | LT | MCCB-2 | NA | Non-Critical | SARAI_KHALIL_MCCB_02_02 | - | - | 0 | - | Active | - | - | - | -
2376 | DJB_Package 03 | CHANDRAWAL WTP | Kirloskar | Mechanical | DISCHARGE VALVE | DISCHARGE SLUICE VALVE | NA | Non-Critical | JHANDEWALAN_OLD_BP_4_DV_04_44 | - | - | 0 | - | Active | - | - | - | -
2377 | DJB_Package 03 | WAZIRABAD WTP | NA | Instrument | ELECTROMAGNETIC FLOW METER | ELECTROMAGNETIC FLOW METER | NA | Non-Critical | MALL APARTMENT_EMF_35 | - | - | 0 | - | Active | - | - | - | -
2378 | DJB_Package 03 | CHANDRAWAL WTP | NA | Instrument | PRESSURE GAUGE | BP- 01 PRESSURE GAUGE- 01 | NA | Non-Critical | RAJENDRA NAGAR_BPS_BP_01_PG_1_27 | - | - | 0 | - | Active | - | - | - | -
2379 | DJB_Package 03 | WAZIRABAD WTP | L&T | Electrical | LT | DEWATERING_DOL STARTER_1 | NA | Non-Critical | DDA FLAT KALYAN VIHAR_DOL_STARTER_1_7 | - | - | 0 | - | Active | - | - | - | -
2380 | DJB_Package 03 | WAZIRABAD WTP | Kirloskar | Mechanical | SLUICE VALVE | DISCHARGE SLUICE VALVE | NA | Non-Critical | POLICE LINE_OLB_1_DV_1_BP-01_21 | - | - | 0 | - | Active | - | - | - | -
2381 | DJB_Package 03 | CHANDRAWAL WTP | UPADHAYA | Mechanical | NRV | NRV-3 | NA | Non-Critical | PAHARI_DHIRAJ_OLD_BP-03_NRV_02_67 | - | - | 0 | - | Active | - | - | - | -
2382 | DJB_Package 03 | CHANDRAWAL WTP | - | CIVIL | - | GUARD ROOM | NA | Non-Critical | TALKATORA_GUARD ROOM_21 | - | - | 0 | - | Active | - | - | - | -
2383 | DJB_Package 03 | CHANDRAWAL WTP | Kirloskar | Mechanical | BOOSTER PUMP | BOOSTER PUMP-1 | NA | Non-Critical | OLD RAJENDRA NAGAR_BPS_1_11 | - | - | 0 | - | Active | - | - | - | -
2384 | DJB_Package 03 | CHANDRAWAL WTP | - | CIVIL | - | PUMP HOUSE | PUMP HOUSE | Non-Critical | MOTI BAGH_BPS ROOM_02_35 | - | - | 0 | - | Active | - | - | - | -
2385 | DJB_Package 03 | CHANDRAWAL WTP | Kirloskar | Electrical | LT | CHARGING PUMP | NA | Non-Critical | SARAI_KHALIL_CP_01_11 | - | - | 0 | - | Active | - | - | - | -
2386 | DJB_Package 03 | CHANDRAWAL WTP | Advance | Electrical | LT | PALAM UGR_LRS WITH OCB- 150 AMP_1 | NA | Non-Critical | JHANDEWALAN_NEW_LRS_01_69 | - | - | 0 | - | Active | - | - | - | -
2387 | DJB_Package 03 | CHANDRAWAL WTP | NA | INSTRUMENTATION | PRESSURE TRANSMITTER | PRESSURE TRANSMITTER | NA | Non-Critical | JHANDEWALAN_OLD_BP_4_PT_143 | - | - | 0 | - | Active | - | - | - | -
2388 | DJB_Package 03 | WAZIRABAD WTP | IVC | Mechanical | NRV | NRV | NA | Non-Critical | VIJAY NAGAR_OLB_1_NRV _1_BP-01_13 | - | - | 0 | - | Active | - | - | - | -
2389 | DJB_Package 03 | WAZIRABAD WTP | SCHNEIDER | Electrical | LT | MCCB | NA | Non-Critical | MAJNU KA TILLA_LT_MCCB_1_2 | - | - | 0 | - | Active | - | - | - | -
2390 | DJB_Package 03 | CHANDRAWAL WTP | Kirloskar | Mechanical | SLUICE VALVE | UGR DISCHARGE VALVE-07 | NA | Non-Critical | TALKATORA_UGR_DV-4_14 | - | - | 0 | - | Active | - | - | - | -
2391 | DJB_Package 03 | CHANDRAWAL WTP | Havells | Electrical | LT | 4 POLE CHANGEOVER | NA | Non-Critical | IDGAH_OLD_CHANGEOVER_01_29 | - | - | 0 | - | Active | - | - | - | -
2392 | DJB_Package 03 | CHANDRAWAL WTP | BAJAJ | Electrical | FAN | EXHAUST FAN-01 | NA | Non-Critical | HINDURAO_EXHAUST FAN_9 | - | - | 0 | - | Active | - | - | - | -
2393 | DJB_Package 03 | CHANDRAWAL WTP | L&T | Electrical | LT | DOL STARTER-1 | NA | Non-Critical | ANARKALI _DOL_STARTER-1_BP-01_5 | - | - | 0 | - | Active | - | - | - | -
2394 | DJB_Package 03 | CHANDRAWAL WTP | L&T | Electrical | LT | BP_02_STAR-DELTA STARTER-1 | NA | Non-Critical | MOTI_BAGH_S/D_BP-02_03 | - | - | 0 | - | Active | - | - | - | -
2395 | DJB_Package 03 | CHANDRAWAL WTP | SKOPE | Mechanical | SLUICE VALVE | NRV-01 | NA | Non-Critical | HINDURAO_BP-01_NRV_1_17 | - | - | 0 | - | Active | - | - | - | -
2396 | DJB_Package 03 | CHANDRAWAL WTP | NA | Mechanical | SLUICE VALVE | DISCHARGE SLUICE VALVE-1 | NA | Non-Critical | DATA RAM GALI OLB_BP-01_ DV-1_6 | - | - | 0 | - | Active | - | - | - | -
2397 | DJB_Package 03 | CHANDRAWAL WTP | IVC | Mechanical | NRV | NRV- 1 | NA | Non-Critical | PAHARI_DHIRAJ_NEW_NRV_01_38 | - | - | 0 | - | Active | - | - | - | -
2398 | DJB_Package 03 | WAZIRABAD WTP | NA | Electrical | LT | FUSE | NA | Non-Critical | SARVODAYA KANYA VIDYALAYA_LT_FUSE_1_1 | - | - | 0 | - | Active | - | - | - | -
2399 | DJB_Package 03 | CHANDRAWAL WTP | Advance | Electrical | LT | BOOSTER PUMP-07 LRS | NA | Non-Critical | JHANDEWALAN_OLD_LRS_07_17 | - | - | 0 | - | Active | - | - | - | -
2400 | DJB_Package 03 | CHANDRAWAL WTP | PROCESS | INSTRUMENTATION | PRESSURE TRANSMITTER | PRESSURE TRANSMITTER-01 | NA | Non-Critical | PAHARI_DHIRAJ_NEW_PT_01_70 | - | - | 0 | - | Active | - | - | - | -
2401 | DJB_Package 03 | WAZIRABAD WTP | SKOPE | Mechanical | SLUICE VALVE | SUCTION SLUICE VALVE- 01 | NA | Non-Critical | SARVODAYA KANYA VIDYALAYA_BP-01_SV_1_9 | - | - | 0 | - | Active | - | - | - | -
2402 | DJB_Package 03 | CHANDRAWAL WTP | L&T | Electrical | LT | APFC Panel | NA | Non-Critical | MOTIA KHAN_APFC_06 | - | - | 0 | - | Active | - | - | - | -
2403 | DJB_Package 03 | WAZIRABAD WTP | C&S | Electrical | LT | MCCB | NA | Non-Critical | VIJAY NAGAR_OLB_LT_MCCB_2_2 | - | - | 0 | - | Active | - | - | - | -
2404 | DJB_Package 03 | CHANDRAWAL WTP | SKOPE | Mechanical | NRV | NRV-02 | NA | Non-Critical | R K PURAM_SEC-4_NEW_BP-02_NRV_02_25 | - | - | 0 | - | Active | - | - | - | -
2405 | DJB_Package 03 | CHANDRAWAL WTP | Kirloskar | Mechanical | DISCHARGE VALVE | DISCHARGE SLUICE VALVE | NA | Non-Critical | JHANDEWALAN_OLD_BP_8_DV_08_48 | - | - | 0 | - | Active | - | - | - | -
2406 | DJB_Package 03 | CHANDRAWAL WTP | Kirloskar | Mechanical | SLUICE VALVE | SUCTION SLUICE VALVE | NA | Non-Critical | JHANDEWALAN_UGR_FEEDING TO UGR_SV_03_118 | - | - | 0 | - | Active | - | - | - | -
2407 | DJB_Package 03 | CHANDRAWAL WTP | - | CIVIL | - | UGR | UGE | Non-Critical | TAIL MILL_ROAD_UGR_01_21 | - | - | 0 | - | Active | - | - | - | -
2408 | DJB_Package 03 | CHANDRAWAL WTP | NA | Mechanical | SLUICE VALVE | SUCTION SLUICE VALVE-01 | NA | Non-Critical | GALI ARIHAN OLB_BP-01_ SV-1_5 | - | - | 0 | - | Active | - | - | - | -
2409 | DJB_Package 03 | CHANDRAWAL WTP | NA | Instrument | ULTRASONIC LEVEL TRANSMITTER | ULTRASONIC LEVEL TRANSMITTER | NA | Non-Critical | NEW RAJENDRA NAGAR_OLD_BP_ULT_34 | - | - | 0 | - | Active | - | - | - | -
2410 | DJB_Package 03 | CHANDRAWAL WTP | Crompton Greaves | Mechanical | BOOSTER PUMP | BOOSTER PUMP-1 | NA | Non-Critical | GALI BARNA OLB_BP_1_3 | - | - | 0 | - | Active | - | - | - | -
2411 | DJB_Package 03 | CHANDRAWAL WTP | Kirloskar | Mechanical | SLUICE VALVE | UGR DISCHARGE VALVE-13 | NA | Non-Critical | TALKATORA_UGR_DV-4_20 | - | - | 0 | - | Active | - | - | - | -
2412 | DJB_Package 03 | CHANDRAWAL WTP | Kirloskar | Mechanical | BALL VALVE | CHARGE BALL VALVE-02 | NA | Non-Critical | SATYA_NIKETAN_ BP-02_BV_02_22 | - | - | 0 | - | Active | - | - | - | -
2413 | DJB_Package 03 | CHANDRAWAL WTP | NA | Mechanical | SLUICE VALVE | DISCHARGE SLUICE VALVE-1 | NA | Non-Critical | GALI BARNA OLB_BP-1_ DV_1_5 | - | - | 0 | - | Active | - | - | - | -
2414 | DJB_Package 03 | CHANDRAWAL WTP | Kirloskar | Mechanical | SLUICE VALVE | UGR SUCTION VALVE-03 | NA | Non-Critical | JEETGARH UGR_UGR_SV-03_10 | - | - | 0 | - | Active | - | - | - | -
2415 | DJB_Package 03 | CHANDRAWAL WTP | HPL | Electrical | LT | MCCB-1 | NA | Non-Critical | PAHARI_DHIRAJ_NEW_MCCB_01_02 | - | - | 0 | - | Active | - | - | - | -
2416 | DJB_Package 03 | CHANDRAWAL WTP | Kirloskar | Mechanical | SLUICE VALVE | SLUICE VALVE OUTLET HEADER-01 | NA | Non-Critical | MOTIA KHAN_OUTLET HEADER-01_25 | - | - | 0 | - | Active | - | - | - | -
2417 | DJB_Package 03 | CHANDRAWAL WTP | Kirloskar | Mechanical | SLUICE VALVE | SUCTION SLUICE VALVE | NA | Non-Critical | JHANDEWALAN_OLD_SV_11_37 | - | - | 0 | - | Active | - | - | - | -
2418 | DJB_Package 03 | CHANDRAWAL WTP | NA | INSTRUMENTATION | ELECTROMAGNETIC FLOW METER | ELECTROMAGNETIC FLOW METER -02 | NA | Non-Critical | TAIL MILL_ROAD_OUTLET_EMF-02_19 | - | - | 0 | - | Active | - | - | - | -
2419 | DJB_Package 03 | CHANDRAWAL WTP | NA | Mechanical | SLUICE VALVE | DISCHARGE SLUICE VALVE-1 | NA | Non-Critical | SHEESH MAHAL OLB_BP-01_ DV_1_12 | - | - | 0 | - | Active | - | - | - | -
2420 | DJB_Package 03 | CHANDRAWAL WTP | HPL | Electrical | LT | STAR DELTA STARTER-2 | NA | Non-Critical | PAHARI_DHIRAJ_NEW_BP-02_S/D_02_09 | - | - | 0 | - | Active | - | - | - | -
2421 | DJB_Package 03 | CHANDRAWAL WTP | Kirloskar | Mechanical | SLUICE VALVE | INLET SLUICE VALVE-2 | NA | Non-Critical | R K PURAM_SEC-05_INLET_SV_02_105 | - | - | 0 | - | Active | - | - | - | -
2422 | DJB_Package 03 | CHANDRAWAL WTP | Kirloskar | Mechanical | NRV | BP-1 NRV-1 | NA | Non-Critical | DEV NAGAR OLB_BP-1_NRV_1_BP-01_09 | - | - | 0 | - | Active | - | - | - | -
2423 | DJB_Package 03 | CHANDRAWAL WTP | SKOPE | Mechanical | SLUICE VALVE | SUCTION SLUICE VALVE-02 | NA | Non-Critical | SLAUGHTER_HOUSE_ BP-02_SV_02_14 | - | - | 0 | - | Active | - | - | - | -
2424 | DJB_Package 03 | CHANDRAWAL WTP | IVC | Mechanical | SLUICE VALVE | SUCTION SLUICE VALVE-1 | NA | Non-Critical | IDGAH_OLD_BP-01_SV_01_50 | - | - | 0 | - | Active | - | - | - | -
2425 | DJB_Package 03 | CHANDRAWAL WTP | L&T | Electrical | HT | HT PANEL-4 | NA | Non-Critical | IDGAH_OLD_HT_PANEL_04_06 | - | - | 0 | - | Active | - | - | - | -
2426 | DJB_Package 03 | CHANDRAWAL WTP | Kirloskar | Mechanical | BOOSTER PUMP | BOOSTER PUMP-6 | NA | Non-Critical | PAHARI_DHIRAJ_NEW_BP-06_20 | - | - | 0 | - | Active | - | - | - | -
2427 | DJB_Package 03 | WAZIRABAD WTP | Havells | Electrical | LT | MCCB | NA | Non-Critical | VIJAY NAGAR_OLB_LT_MCCB_1_1 | - | - | 0 | - | Active | - | - | - | -
2428 | DJB_Package 03 | CHANDRAWAL WTP | Kirloskar | Mechanical | SLUICE VALVE | SLUICE VALVE UGR INLET-02 | NA | Non-Critical | MOTIA KHAN_INLET_SV-02_24 | - | - | 0 | - | Active | - | - | - | -
2429 | DJB_Package 03 | CHANDRAWAL WTP | HPL | Electrical | LT | ATS STARTER-2 | NA | Non-Critical | PAHARI_DHIRAJ_OLD_BP-02_ATS_03_50 | - | - | 0 | - | Active | - | - | - | -
2430 | DJB_Package 03 | CHANDRAWAL WTP | Havells | Electrical | LT | 4 POLE CHANGEOVER-01 | NA | Non-Critical | MOTI_BAGH_CO_BP-01_07 | - | - | 0 | - | Active | - | - | - | -
2431 | DJB_Package 03 | CHANDRAWAL WTP | CROMPTON | Electrical | FAN | WALL MOUNTED FAN | NA | Non-Critical | JHANDEWALAN_OLD_WFAN_05_54 | - | - | 0 | - | Active | - | - | - | -
2432 | DJB_Package 03 | CHANDRAWAL WTP | Kirloskar | Mechanical | NRV | NRV | NA | Non-Critical | OLD RAJENDRA NAGAR_BPS_3_NRV_1_22 | - | - | 0 | - | Active | - | - | - | -
2433 | DJB_Package 03 | WAZIRABAD WTP | Kirloskar | Mechanical | CHARGING PUMP | CHARGING PUMP | NA | Non-Critical | SANGAM PARK_CHARGING PUMP_8 | - | - | 0 | - | Active | - | - | - | -
2434 | DJB_Package 03 | CHANDRAWAL WTP | IVC | Mechanical | HOT | HOT Crane | NA | Non-Critical | PAHARI_DHIRAJ_NEW_HOT CRANE_01_42 | - | - | 0 | - | Active | - | - | - | -
2435 | DJB_Package 03 | CHANDRAWAL WTP | FORBES | Instrument | ELECTROMAGNETIC FLOW METER | ELECTROMAGNETIC FLOW METER-03 | NA | Non-Critical | JEETGARH UGR_EMF-03_24 | - | - | 0 | - | Active | - | - | - | -
2436 | DJB_Package 03 | CHANDRAWAL WTP | Kirloskar | Mechanical | DISCHARGE VALVE | DISCHARGE SLUICE VALVE | NA | Non-Critical | JHANDEWALAN_OLD_BP_6_DV_06_46 | - | - | 0 | - | Active | - | - | - | -
2437 | DJB_Package 03 | CHANDRAWAL WTP | STANDARD | Electrical | LT | LT Panel | NA | Non-Critical | MULTANI_DHANDA_LT_01_02 | - | - | 0 | - | Active | - | - | - | -
2438 | DJB_Package 03 | CHANDRAWAL WTP | KSB | Electrical | LT | BOOSTER PUMP-04 | NA | Non-Critical | JHANDEWALAN_OLD_BP_04_22 | - | - | 0 | - | Active | - | - | - | -
2439 | DJB_Package 03 | CHANDRAWAL WTP | Siemens | Electrical | LT | BOOSTER PUMP-05 | NA | Non-Critical | JHANDEWALAN_OLD_BP_05_23 | - | - | 0 | - | Active | - | - | - | -
2440 | DJB_Package 03 | CHANDRAWAL WTP | PNIG | Mechanical | BOOSTER PUMP | BOOSTER PUMP-02 | NA | Non-Critical | MOTIA KHAN_BP-02_12 | - | - | 0 | - | Active | - | - | - | -
2441 | DJB_Package 03 | WAZIRABAD WTP | L&T | Electrical | LT | STAR DELTA STARTER-01 | NA | Non-Critical | MAJNU KA TILLA_BP-01_S/D-01_4 | - | - | 0 | - | Active | - | - | - | -
2442 | DJB_Package 03 | CHANDRAWAL WTP | L&T | Electrical | LT | SPARE_DOL STARTER-1 | NA | Non-Critical | MOTI_BAGH_DS_BP-02_06 | - | - | 0 | - | Active | - | - | - | -
2443 | DJB_Package 03 | CHANDRAWAL WTP | KSB | Mechanical | BOOSTER PUMP | BOOSTER PUMP-07 | NA | Non-Critical | JHANDEWALAN_NEW_BP_07_79 | - | - | 0 | - | Active | - | - | - | -
2444 | DJB_Package 03 | WAZIRABAD WTP | Kirloskar | Mechanical | NRV | NRV | NA | Non-Critical | VIJAY NAGAR_OLB_2_NRV _2_BP-02_14 | - | - | 0 | - | Active | - | - | - | -
2445 | DJB_Package 03 | CHANDRAWAL WTP | SKOPE | Mechanical | SLUICE VALVE | SUCTION SLUICE VALVE- 01 | NA | Non-Critical | SARAI_KHALIL_BP-01_SV_01_12 | - | - | 0 | - | Active | - | - | - | -
2446 | DJB_Package 03 | WAZIRABAD WTP | CORONENT | Instrument | PLC PANEL | PLC PANEL | NA | Non-Critical | POLICE LINE_OLB_PLC PANEL_26 | - | - | 0 | - | Active | - | - | - | -
2447 | DJB_Package 03 | CHANDRAWAL WTP | NA | Electrical | LT | FUSE - 01 | NA | Non-Critical | OLD RAJENDRA NAGAR_LT_FUSE_1_1 | - | - | 0 | - | Active | - | - | - | -
2448 | DJB_Package 03 | CHANDRAWAL WTP | Kirloskar | Mechanical | SLUICE VALVE | INLET SLUICE VALVE | NA | Non-Critical | HASANPUR_ UGR_ INLET_03_10 | - | - | 0 | - | Active | - | - | - | -
2449 | DJB_Package 03 | CHANDRAWAL WTP | PROCESS | INSTRUMENTATION | PRESSURE TRANSMITTER | PRESSURE TRANSMITTER-03 | NA | Non-Critical | PAHARI_DHIRAJ_NEW_PT_03_72 | - | - | 0 | - | Active | - | - | - | -
2450 | DJB_Package 03 | CHANDRAWAL WTP | NA | INSTRUMENTATION | ULTRASONIC LEVEL TRANSMITTER | ULTRASONIC LEVEL TRANSMITTER | NA | Non-Critical | IDGAH_OLD_ULT_01_73 | - | - | 0 | - | Active | - | - | - | -
2451 | DJB_Package 03 | CHANDRAWAL WTP | Kirloskar | Mechanical | NRV | NRV- 02 | NA | Non-Critical | RAJENDRA PARK_BP_02_NRV _2_11 | - | - | 0 | - | Active | - | - | - | -
2452 | DJB_Package 03 | CHANDRAWAL WTP | COROMPTION /KSB | Mechanical | BOOSTER PUMP | BOOSTER PUMP-03 | NA | Non-Critical | JHANDEWALAN_NEW_BP_03_75 | - | - | 0 | - | Active | - | - | - | -
2453 | DJB_Package 03 | CHANDRAWAL WTP | NA | Instrument | PRESSURE GAUGE | PRESSURE GAUGE-03 | NA | Non-Critical | NEW RAJENDRA NAGAR_OLD_BP-03_PG-03_37 | - | - | 0 | - | Active | - | - | - | -
2454 | DJB_Package 03 | CHANDRAWAL WTP | Kirloskar | Mechanical | SLUICE VALVE | BP_03_DISCHARGE SLUICE VALVE-01 | NA | Non-Critical | MOTI_BAGH_BP_03_DV-01_24 | - | - | 0 | - | Active | - | - | - | -
2455 | DJB_Package 03 | CHANDRAWAL WTP | NA | Electrical | HT | TRANSFORMER-2 | NA | Non-Critical | IDGAH_OLD_TRANS_02_02 | - | - | 0 | - | Active | - | - | - | -
2456 | DJB_Package 03 | CHANDRAWAL WTP | Kirloskar | Mechanical | SLUICE VALVE | SUCTION SLUICE VALVE-02 | NA | Non-Critical | NEW RAJENDRA NAGAR_OLD_BP-02_SV_2_16 | - | - | 0 | - | Active | - | - | - | -
2457 | DJB_Package 03 | CHANDRAWAL WTP | Kirloskar | Mechanical | SLUICE VALVE | DISCHARGE SLUICE VALVE | NA | Non-Critical | JHANDEWALAN_UGR_MOTIA KHAN_SUPPLY_DV_07_126 | - | - | 0 | - | Active | - | - | - | -
2458 | DJB_Package 03 | CHANDRAWAL WTP | Advance | Electrical | LT | ORS STARER | NA | Non-Critical | R K PURAM_SEC-4_OLD_ ORS_01_31 | - | - | 0 | - | Active | - | - | - | -
2459 | DJB_Package 03 | CHANDRAWAL WTP | NA | INSTRUMENTATION | ELECTROMAGNETIC FLOW METER | ELECTROMAGNETIC FLOW METER-02 | NA | Non-Critical | RK PURAM SEC-1_OUTLET_EMF-02_26 | - | - | 0 | - | Active | - | - | - | -
2460 | DJB_Package 03 | CHANDRAWAL WTP | NA | Mechanical | SLUICE VALVE | DISCHARGE SLUICE VALVE-2 | NA | Non-Critical | BAHADUR GARH OLB_BP-2_ SV_2_9 | - | - | 0 | - | Active | - | - | - | -
2461 | DJB_Package 03 | CHANDRAWAL WTP | Kirloskar | Mechanical | SLUICE VALVE | UGR DISCHARGE VALVE-06 | NA | Non-Critical | TALKATORA_UGR_DV-3_13 | - | - | 0 | - | Active | - | - | - | -
2462 | DJB_Package 03 | CHANDRAWAL WTP | Kirloskar | Mechanical | SLUICE VALVE | DISCHARGE SLUICE VALVE | NA | Non-Critical | NEW RAJENDRA NAGAR_OLD_BP_03_DV_3_21 | - | - | 0 | - | Active | - | - | - | -
2463 | DJB_Package 03 | CHANDRAWAL WTP | - | CIVIL | - | BPS ROOM-2 | NA | Non-Critical | HINDURAO_BPS ROOM_2_36 | - | - | 0 | - | Active | - | - | - | -
2464 | DJB_Package 03 | CHANDRAWAL WTP | GURU | Mechanical | PRESSURE GUAGE | PRESSURE GUAGE- 01 | NA | Non-Critical | AMARPURI_PG_01_13 | - | - | 0 | - | Active | - | - | - | -
2465 | DJB_Package 03 | CHANDRAWAL WTP | Kirloskar | Mechanical | SLUICE VALVE | DISCHARGE SLUICE VALVE | NA | Non-Critical | JHANDEWALAN_UGR_INT_DV_01_129 | - | - | 0 | - | Active | - | - | - | -
2466 | DJB_Package 03 | CHANDRAWAL WTP | Kirloskar | Mechanical | BOOSTER PUMP | BOOSTER PUMP-2 | NA | Non-Critical | PAHARI_DHIRAJ_NEW_BP-02_16 | - | - | 0 | - | Active | - | - | - | -
2467 | DJB_Package 03 | CHANDRAWAL WTP | Kirloskar | Mechanical | SLUICE VALVE | BP-1 DISCHARGE DV-6 | NA | Non-Critical | DARYAI NALA_OLD BP_1_DV_1_26 | - | - | 0 | - | Active | - | - | - | -
2468 | DJB_Package 03 | CHANDRAWAL WTP | Bentex | Electrical | LT | OIL DOL STARTER-01 | NA | Non-Critical | SARAI_KHALIL_DOL_STARTER_01_07 | - | - | 0 | - | Active | - | - | - | -
2469 | DJB_Package 03 | CHANDRAWAL WTP | Kirloskar | Mechanical | DISCHARGE VALVE | DISCHARGE SLUICE VALVE | NA | Non-Critical | JHANDEWALAN_OLD_BP_2_DV__42 | - | - | 0 | - | Active | - | - | - | -
2470 | DJB_Package 03 | CHANDRAWAL WTP | Bentex | Electrical | LT | OIL STARTER (STAR DELTA STARTER) | NA | Non-Critical | KISHAN GANJ OLB_LT_OIL STARTER S/D_BP-02_4 | - | - | 0 | - | Active | - | - | - | -
2471 | DJB_Package 03 | CHANDRAWAL WTP | Kirloskar | Mechanical | BOOSTER PUMP | BOOSTER PUMP-2 | NA | Non-Critical | IDGAH_OLD_BP-02_42 | - | - | 0 | - | Active | - | - | - | -
2472 | DJB_Package 03 | CHANDRAWAL WTP | NA | Mechanical | SLUICE VALVE | DISCHARGE SLUICE VALVE-2 | NA | Non-Critical | SHEESH MAHAL OLB_BP-02_ DV_2_15 | - | - | 0 | - | Active | - | - | - | -
2473 | DJB_Package 03 | CHANDRAWAL WTP | SKOPE | INSTRUMENTATION | ULTRASONIC LEVEL TRANSMITTER | ULTRASONIC LEVEL TRANSMITTER | NA | Non-Critical | HASANPUR_UGR_01_24 | - | - | 0 | - | Active | - | - | - | -
2474 | DJB_Package 03 | CHANDRAWAL WTP | ORIENT | Electrical | FAN | CEILING FAN-2 | NA | Non-Critical | TALKATORA UGR_C_FAN-2_4 | - | - | 0 | - | Active | - | - | - | -
2475 | DJB_Package 03 | CHANDRAWAL WTP | Kirloskar | Mechanical | SLUICE VALVE | SUCTION SLUICE VALVE | NA | Non-Critical | JHANDEWALAN_OLD_BP_5_SV_05_31 | - | - | 0 | - | Active | - | - | - | -
2476 | DJB_Package 03 | WAZIRABAD WTP | KAPIL | Electrical | LT | change over Switch | NA | Non-Critical | POLICE LINE_OLB_CHANGE OVER_4 | - | - | 0 | - | Active | - | - | - | -
2477 | DJB_Package 03 | CHANDRAWAL WTP | L&T | Electrical | LT | DOL STARTER-2 | NA | Non-Critical | ANARKALI _DOL_STARTER-2_BP-02_6 | - | - | 0 | - | Active | - | - | - | -
2478 | DJB_Package 03 | CHANDRAWAL WTP | UPADHAYA | Mechanical | SLUICE VALVE | SUCTION SLUICE VALVE-2 | NA | Non-Critical | PAHARI_DHIRAJ_OLD_BP-02_SV_02_60 | - | - | 0 | - | Active | - | - | - | -
2479 | DJB_Package 03 | CHANDRAWAL WTP | L&T | Electrical | LT | MCCB-01 | NA | Non-Critical | HINDURAO_LT_MCCB_1_1 | - | - | 0 | - | Active | - | - | - | -
2480 | DJB_Package 03 | CHANDRAWAL WTP | L&T | Electrical | LT | MAIN MCCB-1 | NA | Non-Critical | TAIL MILL_ROAD_MAIN_MCCB_01_01 | - | - | 0 | - | Active | - | - | - | -
2481 | DJB_Package 03 | CHANDRAWAL WTP | NA | Electrical | LT | FUSE | NA | Non-Critical | DDA SIDE ONE RAJENDRA NAGAR_LT_FUSE_1_1 | - | - | 0 | - | Active | - | - | - | -
2482 | DJB_Package 03 | WAZIRABAD WTP | NA | Electrical | LT | FUSE | NA | Non-Critical | SARVODAYA KANYA VIDYALAYA_LT_FUSE_2_2 | - | - | 0 | - | Active | - | - | - | -
2483 | DJB_Package 03 | CHANDRAWAL WTP | NA | Electrical | FAN | CEILING FAN | NA | Non-Critical | R K PURAM_SEC-05_ C_FAN_01_09 | - | - | 0 | - | Active | - | - | - | -
2484 | DJB_Package 03 | BHIKAJI CAMA PALACE BPS | Kirloskar | Mechanical | BOOSTER PUMP | BOOSTER PUMP -01 | NA | Non-Critical | BHIKAJI_CAMA_BP_01_8 | - | - | 0 | - | Active | - | - | - | -
2485 | DJB_Package 03 | CHANDRAWAL WTP | Kirloskar | Mechanical | BOOSTER PUMP | BOOSTER PUMP- 01 | NA | Non-Critical | SATYA_NIKETAN_BP-01_11 | - | - | 0 | - | Active | - | - | - | -
2486 | DJB_Package 03 | CHANDRAWAL WTP | CROMPTON | Mechanical | LT | SUBMERSIBLE PUMP-01 | NA | Non-Critical | HINDURAO_SUBM_PUMP-01_21 | - | - | 0 | - | Active | - | - | - | -
2487 | DJB_Package 03 | WAZIRABAD WTP | CROMPTON | Mechanical | BOOSTER PUMP | BOOSTER PUMP- 02 | NA | Non-Critical | SARVODAYA KANYA VIDYALAYA_BP-02_8 | - | - | 0 | - | Active | - | - | - | -
2488 | DJB_Package 03 | CHANDRAWAL WTP | AVON CONTROL | Electrical | LT | STAR DELTA STARTER-3 | NA | Non-Critical | R K PURAM_SEC-7_ BP-03_SDS_03_04 | - | - | 0 | - | Active | - | - | - | -
2489 | DJB_Package 03 | CHANDRAWAL WTP | PIOUS | INSTRUMENTATION | ULTRASONIC LEVEL TRANSMITTER | ULTRASONIC LEVEL TRANSMITTER | NA | Non-Critical | TAIL MILL_ROAD_ULT_01_16 | - | - | 0 | - | Active | - | - | - | -
2490 | DJB_Package 03 | CHANDRAWAL WTP | Havells | Electrical | LT | LT PANEL-01 | NA | Non-Critical | DARYAI NALA_NEW _LT_LT PANEL_01_02 | - | - | 0 | - | Active | - | - | - | -
2491 | DJB_Package 03 | CHANDRAWAL WTP | L&T | Electrical | LT | MCCB-2 | NA | Non-Critical | HASANPUR_ UGR_ MCCB_03_03 | - | - | 0 | - | Active | - | - | - | -
2492 | DJB_Package 03 | CHANDRAWAL WTP | KSB | Mechanical | SLUICE VALVE | DISCHARGE SLUICE VALVE-1 | NA | Non-Critical | MULTANI_DHANDA_BP-01_DV_01_13 | - | - | 0 | - | Active | - | - | - | -
2493 | DJB_Package 03 | WAZIRABAD WTP | SKOPE | Mechanical | NRV | NRV- 02 | NA | Non-Critical | MAJNU KA TILLA_BP-02_NRV _2_13 | - | - | 0 | - | Active | - | - | - | -
2494 | DJB_Package 03 | CHANDRAWAL WTP | Kirloskar | Mechanical | SLUICE VALVE | DISCHARGE SLUICE VALVE | NA | Non-Critical | NEW RAJENDRA NAGAR_OLD_BP_04_DV_4_22 | - | - | 0 | - | Active | - | - | - | -
2495 | DJB_Package 03 | CHANDRAWAL WTP | BAJAJ | Electrical | FAN | CEILING FAN-2 | NA | Non-Critical | IDGAH_OLD_C-FAN_01_39 | - | - | 0 | - | Active | - | - | - | -
2496 | DJB_Package 03 | CHANDRAWAL WTP | Havells | Electrical | LT | change over Switch | NA | Non-Critical | H-BLOCK_CHANGE OVER_1_3 | - | - | 0 | - | Active | - | - | - | -
2497 | DJB_Package 03 | CHANDRAWAL WTP | L&T | Electrical | LT | STAR DELTA STARTER-01 | NA | Non-Critical | DARYAI NALA _OLD_S/D_BP-01_15 | - | - | 0 | - | Active | - | - | - | -
2498 | DJB_Package 03 | CHANDRAWAL WTP | Kirloskar | Mechanical | BOOSTER PUMP | BOOSTER PUMP-02 | NA | Non-Critical | MOTI_BAGH_BP-02_15 | - | - | 0 | - | Active | - | - | - | -
2499 | DJB_Package 03 | CHANDRAWAL WTP | L&T | Electrical | LT | BP- 03 STAR DELTA STARTER_1 | NA | Non-Critical | OLD RAJENDRA NAGAR_BPS_3_STARDELTA_STARTER_1_7 | - | - | 0 | - | Active | - | - | - | -
2500 | DJB_Package 03 | CHANDRAWAL WTP | Kirloskar | Mechanical | NRV | BP-2 NRV-2 | NA | Non-Critical | DEV NAGAR OLB_BP_2_NRV_2_BP-02_12 | - | - | 0 | - | Active | - | - | - | -
2501 | DJB_Package 03 | CHANDRAWAL WTP | L&T | Electrical | LT | STAR DELTA STARTER-2 | NA | Non-Critical | R K PURAM_SEC-4_NEW_ BP-02_S/D_02_04 | - | - | 0 | - | Active | - | - | - | -
2502 | DJB_Package 03 | CHANDRAWAL WTP | ABB | Mechanical | BOOSTER PUMP | BOOSTER PUMP-1 | NA | Non-Critical | IDGAH_OLD_BP-01_41 | - | - | 0 | - | Active | - | - | - | -
2503 | DJB_Package 03 | CHANDRAWAL WTP | NA | Electrical | LT | LT PANEL INCOMER _1 ACB | NA | Non-Critical | JHANDEWALAN_OLD_INCOMER-01 ACB_07 | - | - | 0 | - | Active | - | - | - | -
2504 | DJB_Package 03 | CHANDRAWAL WTP | NA | Electrical | LT | EXHAUST FAN | NA | Non-Critical | SLAUGHTER_HOUSE_E-FAN_01_10 | - | - | 0 | - | Active | - | - | - | -
2505 | DJB_Package 03 | CHANDRAWAL WTP | Kirloskar | Mechanical | SLUICE VALVE | UGR INLET SUCTION VALVE | NA | Non-Critical | SARAI PHOOS_INLET_SV-01_8 | - | - | 0 | - | Active | - | - | - | -
2506 | DJB_Package 03 | CHANDRAWAL WTP | Kirloskar | Mechanical | BOOSTER PUMP | BOOSTER PUMP- 01 | NA | Non-Critical | AMARPURI_BP-01_6 | - | - | 0 | - | Active | - | - | - | -
2507 | DJB_Package 03 | CHANDRAWAL WTP | SKOPE | Mechanical | SLUICE VALVE | INLET SUCTION VALVE-01 | NA | Non-Critical | HINDURAO_BP-01_SV_1_13 | - | - | 0 | - | Active | - | - | - | -
2508 | DJB_Package 03 | CHANDRAWAL WTP | Kirloskar | Mechanical | SLUICE VALVE | SUCTION SLUICE VALVE | NA | Non-Critical | JHANDEWALAN_OLD_SV_09_35 | - | - | 0 | - | Active | - | - | - | -
2509 | DJB_Package 03 | CHANDRAWAL WTP | Kirloskar | Mechanical | NRV | BP-02 NRV-02 | NA | Non-Critical | DARYAI NALA_OLD BP_2_NRV_2_32 | - | - | 0 | - | Active | - | - | - | -
2510 | DJB_Package 03 | CHANDRAWAL WTP | Bentex | Electrical | LT | change over Switch | NA | Non-Critical | NEW RAJENDRA NAGAR_OLD_BPS _CHANGE OVER_1_1 | - | - | 0 | - | Active | - | - | - | -
2511 | DJB_Package 03 | CHANDRAWAL WTP | Kirloskar | Mechanical | SLUICE VALVE | INLET SLUICE VALVE | NA | Non-Critical | HASANPUR_ UGR_ INLET_02_09 | - | - | 0 | - | Active | - | - | - | -
2512 | DJB_Package 03 | CHANDRAWAL WTP | NA | Mechanical | HOT | HOT Crane | NA | Non-Critical | IDGAH_NEW_HOT_01_72 | - | - | 0 | - | Active | - | - | - | -
2513 | DJB_Package 03 | CHANDRAWAL WTP | L&T | Electrical | LT | STAR DELTA STARTER-02 | NA | Non-Critical | SLAUGHTER_HOUSE_ BP-02_S/D_02_07 | - | - | 0 | - | Active | - | - | - | -
2514 | DJB_Package 03 | CHANDRAWAL WTP | - | CIVIL | - | PUMP HOUSE | NA | Non-Critical | NEW RAJENDRA NAGAR_PUMP HOUSE_OLD_46 | - | - | 0 | - | Active | - | - | - | -
2515 | DJB_Package 03 | CHANDRAWAL WTP | KSB | Mechanical | SLUICE VALVE | DISCHARGE SLUICE VALVE-4 | NA | Non-Critical | MULTANI_DHANDA_DV_04_16 | - | - | 0 | - | Active | - | - | - | -
2516 | DJB_Package 03 | CHANDRAWAL WTP | WILO | Mechanical | BOOSTER PUMP | BOOSTER PUMP-3 | NA | Non-Critical | OLD RAJENDRA NAGAR_BPS_3_13 | - | - | 0 | - | Active | - | - | - | -
2517 | DJB_Package 03 | CHANDRAWAL WTP | NA | INSTRUMENTATION | ELECTROMAGNETIC FLOW METER | ELECTROMAGNETIC FLOW METER -02 | NA | Non-Critical | PALAM_UGR_INLET_EMF_02_27 | - | - | 0 | - | Active | - | - | - | -
2518 | DJB_Package 03 | CHANDRAWAL WTP | - | CIVIL | - | UGR | UGE | Non-Critical | MULTANI_DHANDA_UGR_01_22 | - | - | 0 | - | Active | - | - | - | -
2519 | DJB_Package 03 | CHANDRAWAL WTP | Kirloskar | Mechanical | BALL VALVE | CHARGE BALL VALVE-01 | NA | Non-Critical | SATYA_NIKETAN_ BP-01_BV_01_21 | - | - | 0 | - | Active | - | - | - | -
2520 | DJB_Package 03 | CHANDRAWAL WTP | L&T | Electrical | LT | ACB PANEL-4 | NA | Non-Critical | IDGAH_OLD_ACB_04_11 | - | - | 0 | - | Active | - | - | - | -
2521 | DJB_Package 03 | CHANDRAWAL WTP | Kirloskar | Mechanical | SLUICE VALVE | SLUICE VALVE UGR INLET-01 | NA | Non-Critical | MOTIA KHAN_INLET_SV-01_23 | - | - | 0 | - | Active | - | - | - | -
2522 | DJB_Package 03 | CHANDRAWAL WTP | Kirloskar | Mechanical | SLUICE VALVE | BP-2 SUCTION SV-2 | NA | Non-Critical | DEV NAGAR OLB_BP-2_SV_2_BP-02_10 | - | - | 0 | - | Active | - | - | - | -
2523 | DJB_Package 03 | WAZIRABAD WTP | L&T | Electrical | LT | STAR DELTA STARTER-02 | NA | Non-Critical | MAJNU KA TILLA_BP-02_S/D-02_5 | - | - | 0 | - | Active | - | - | - | -
2524 | DJB_Package 03 | WAZIRABAD WTP | Havells | Electrical | LT | MCCB | NA | Non-Critical | BOULEVARD ROAD_LT_MCCB_1_2 | - | - | 0 | - | Active | - | - | - | -
2525 | DJB_Package 03 | CHANDRAWAL WTP | Kirloskar | Mechanical | SLUICE VALVE | INLET SLUICE VALVE | NA | Non-Critical | HASANPUR_ UGR_ INLET_01_08 | - | - | 0 | - | Active | - | - | - | -
2526 | DJB_Package 03 | CHANDRAWAL WTP | SKOPE | Mechanical | SLUICE VALVE | DISCHARGE SLUICE VALVE-01 | NA | Non-Critical | SLAUGHTER_HOUSE_BP-01_DV_01_16 | - | - | 0 | - | Active | - | - | - | -
2527 | DJB_Package 03 | CHANDRAWAL WTP | NA | Mechanical | SLUICE VALVE | BP-1 SUCTION SV-1 | NA | Non-Critical | CYCLE MARKET_BP_1_SUCTION SV-1_12 | - | - | 0 | - | Active | - | - | - | -
2528 | DJB_Package 03 | CHANDRAWAL WTP | L&T | Electrical | LT | STAR DELTA STARTER-3 | NA | Non-Critical | R K PURAM_SEC-05_SPARE_S/D-03_04 | - | - | 0 | - | Active | - | - | - | -
2529 | DJB_Package 03 | CHANDRAWAL WTP | L&T | Electrical | LT | ACB PANEL-6 | NA | Non-Critical | IDGAH_OLD_ACB_06_13 | - | - | 0 | - | Active | - | - | - | -
2530 | DJB_Package 03 | CHANDRAWAL WTP | Kirloskar | Mechanical | DISCHARGE VALVE | DISCHARGE SLUICE VALVE | NA | Non-Critical | JHANDEWALAN_OLD_BP_5_DV_05_45 | - | - | 0 | - | Active | - | - | - | -
2531 | DJB_Package 03 | WAZIRABAD WTP | SKOPE | Mechanical | NRV | NRV-02 | NA | Non-Critical | SARVODAYA KANYA VIDYALAYA_BP-02_NRV _2_14 | - | - | 0 | - | Active | - | - | - | -
2532 | DJB_Package 03 | CHANDRAWAL WTP | Kirloskar | Mechanical | SLUICE VALVE | SUCTION SLUICE VALVE-3 | NA | Non-Critical | R K PURAM_SEC-7_BP-03_SV-03_20 | - | - | 0 | - | Active | - | - | - | -
2533 | DJB_Package 03 | CHANDRAWAL WTP | Bentex | Electrical | OIL IMMERSED STAR DELTA STARTER | BP-02 OIL IMMERSED STAR DELTA STARTER_1 | NA | Non-Critical | RAJENDRA PARK_OLB_BP_02_OIL IMMERSED STARDELTA_STARTER_1_3 | - | - | 0 | - | Active | - | - | - | -
2534 | DJB_Package 03 | BHIKAJI CAMA PALACE BPS | - | CIVIL | - | UGR-01 | UGR-01 | Non-Critical | BHIKAJI CAMA PLACE_UGR-01_19 | - | - | 0 | - | Active | - | - | - | -
2535 | DJB_Package 03 | CHANDRAWAL WTP | Kirloskar | Mechanical | CHARGING PUMP | CHARGING PUMP | NA | Non-Critical | DDA SIDE ONE RAJENDRA NAGAR_CHARGING PUMP_1_11 | - | - | 0 | - | Active | - | - | - | -
2536 | DJB_Package 03 | CHANDRAWAL WTP | L&T | Electrical | HT | HT PANEL-3 | NA | Non-Critical | IDGAH_OLD_HT_PANEL_03_05 | - | - | 0 | - | Active | - | - | - | -
2537 | DJB_Package 03 | CHANDRAWAL WTP | Kirloskar | Mechanical | SLUICE VALVE | SUCTION SLUICE VALVE-03 | NA | Non-Critical | NEW RAJENDRA NAGAR_OLD_BP_03_SV_3_17 | - | - | 0 | - | Active | - | - | - | -
2538 | DJB_Package 03 | CHANDRAWAL WTP | NA | INSTRUMENTATION | ELECTROMAGNETIC FLOW METER | ELECTROMAGNETIC FLOW METER-01 | NA | Non-Critical | RK PURAM SEC-1_INLET_EMF-01_25 | - | - | 0 | - | Active | - | - | - | -
2539 | DJB_Package 03 | CHANDRAWAL WTP | IVC | Mechanical | NRV | BP-2 NRV-2 | NA | Non-Critical | MILITARY ROAD OLB_BP_02_NRV_2_12 | - | - | 0 | - | Active | - | - | - | -
2540 | DJB_Package 04 | WAZIRABAD WTP | NA | Electrical | LT | INTELLIGENCE PF CONTROLLER | NA | Non-Critical | RAMLEELA -1_PH-1_IPFC_10 | - | - | 0 | - | Active | - | - | - | -
2541 | DJB_Package 04 | WAZIRABAD WTP | NA | Electrical | LT | STAR DELTA STARTER-03 | NA | Non-Critical | PAHADI IMLI NEW_BP-03_S/D-03_27 | - | - | 0 | - | Active | - | - | - | -
2542 | DJB_Package 04 | WAZIRABAD WTP | - | NA | - | CIVIL | UGR | Non-Critical | RAMLEELA_1 PH-3_UGR-2_128 | - | - | 0 | - | Active | - | - | - | -
2543 | DJB_Package 04 | WAZIRABAD WTP | NA | Electrical | FAN | EXHAUST FAN | NA | Non-Critical | PAHADI IMLI NEW_E_FAN_2 | - | - | 0 | - | Active | - | - | - | -
2544 | DJB_Package 04 | WAZIRABAD WTP | NA | Electrical | FAN | EXHAUST FAN-02 | NA | Non-Critical | SUBHASH PARK NEW_LT_E-FAN-2_65 | - | - | 0 | - | Active | - | - | - | -
2545 | DJB_Package 04 | WAZIRABAD WTP | NA | Electrical | FAN | EXHAUST FAN-04 | NA | Non-Critical | SUBHASH PARK PH-1_E-FAN-4_5 | - | - | 0 | - | Active | - | - | - | -
2546 | DJB_Package 04 | WAZIRABAD WTP | Kirloskar | Mechanical | NRV | NRV-02 | NA | Non-Critical | RAMLEELA -1_PH-1_BP_02_NRV_02_25 | - | - | 0 | - | Active | - | - | - | -
2547 | DJB_Package 04 | WAZIRABAD WTP | Kirloskar | Mechanical | SLUICE VALVE | INLET SLUICE VALVE | NA | Non-Critical | JAMA MASJID PS_INLET SV_06 | - | - | 0 | - | Active | - | - | - | -
2548 | DJB_Package 04 | WAZIRABAD WTP | KIRLOSKAR/ BEACON | Mechanical | BOOSTER PUMP | BOOSTER PUMP-6 | NA | Non-Critical | PAHADI IMILI NEW_BP-6_9 | - | - | 0 | - | Active | - | - | - | -
2549 | DJB_Package 04 | WAZIRABAD WTP | NA | INSTRUMENTATION | PRESSURE GAUGE | PRESSURE GAUGE-05 | NA | Non-Critical | SUBHASH PARK PH-1_PG-05_112 | - | - | 0 | - | Active | - | - | - | -
2550 | DJB_Package 04 | WAZIRABAD WTP | NA | Electrical | FAN | EXHAUST FAN-13 | NA | Non-Critical | SUBHASH PARK PH-1_E-FAN-13_14 | - | - | 0 | - | Active | - | - | - | -
2551 | DJB_Package 04 | WAZIRABAD WTP | NA | Electrical | LT | SOFT STARTER-2 | NA | Non-Critical | RAMLEELA_1 PH_4_BP-02_SOFT STARTER-02_102 | - | - | 0 | - | Active | - | - | - | -
2552 | DJB_Package 04 | WAZIRABAD WTP | Kirloskar | Mechanical | BOOSTER PUMP | BOOSTER PUMP-5 | NA | Non-Critical | RAMLEELA_2 PH-1_BP-05_11 | - | - | 0 | - | Active | - | - | - | -
2553 | DJB_Package 04 | WAZIRABAD WTP | Kirloskar | Mechanical | NRV | NRV-02 | NA | Non-Critical | RAMLEELA_1 PH_3_BP_02_NRV_02_80 | - | - | 0 | - | Active | - | - | - | -
2554 | DJB_Package 04 | WAZIRABAD WTP | NA | Mechanical | SLUICE VALVE | MAIN HEADER_SV | NA | Non-Critical | BARSHABULLA_MAIN HEADER_SV_12 | - | - | 0 | - | Active | - | - | - | -
2555 | DJB_Package 04 | WAZIRABAD WTP | Kirloskar | Mechanical | SLUICE VALVE | INLET SLUICE VALVE-01 | NA | Non-Critical | RAMLEELA -1_PH-1_INLET_SV_01_18 | - | - | 0 | - | Active | - | - | - | -
2556 | DJB_Package 04 | WAZIRABAD WTP | KIRLOSKAR, BHARAT BIJLEE | Mechanical | BOOSTER PUMP | BOOSTER PUMP-1 | NA | Non-Critical | RAMLEELA_1 PH_4_BP-1_90 | - | - | 0 | - | Active | - | - | - | -
2557 | DJB_Package 04 | WAZIRABAD WTP | Kirloskar | Mechanical | SLUICE VALVE | INLET SLUICE VALVE TO UGR 1 | NA | Non-Critical | SUBHASH PARK PH-2 METRO_INLET_SV-1_52 | - | - | 0 | - | Active | - | - | - | -
2558 | DJB_Package 04 | CHANDRAWAL WTP | Kirloskar | Mechanical | NRV | NRV-04 | NA | Non-Critical | NAYA BAZAR _BP_04_NRV_04_13 | - | - | 0 | - | Active | - | - | - | -
2559 | DJB_Package 04 | WAZIRABAD WTP | NA | INSTRUMENTATION | ELECTROMAGNETIC FLOW METER | ELECTROMAGNETIC FLOW METER-1 | NA | Non-Critical | RAMLEELA -1_PH-1_EMF-1_109 | - | - | 0 | - | Active | - | - | - | -
2560 | DJB_Package 04 | WAZIRABAD WTP | NA | Electrical | LT | STAR DELTA STARTER-02 | NA | Non-Critical | PAHADI IMLI NEW_BP-02_S/D-02_26 | - | - | 0 | - | Active | - | - | - | -
2561 | DJB_Package 04 | WAZIRABAD WTP | NA | Electrical | LT | APFC PANEL-4 | NA | Non-Critical | RAMLEELA_2 PH_1 APFC-4_40 | - | - | 0 | - | Active | - | - | - | -
2562 | DJB_Package 04 | WAZIRABAD WTP | Kirloskar | Mechanical | END SUCTION CHARGING PUMP | END- SUCTION CHARGING PUMP-2 | NA | Non-Critical | RAMLEELA_1 PH_4 ESCP-2_93 | - | - | 0 | - | Active | - | - | - | -
2563 | DJB_Package 04 | CHANDRAWAL WTP | NA | Electrical | LT | SOFT STARTER-01 | NA | Non-Critical | NAYA BAZAR _BP_01_SOFT STARTER_01_18 | - | - | 0 | - | Active | - | - | - | -
2564 | DJB_Package 04 | WAZIRABAD WTP | NA | Electrical | LT | MCCB | NA | Non-Critical | RAMLEELA -1_PH-2_LT_MCCB_47 | - | - | 0 | - | Active | - | - | - | -
2565 | DJB_Package 04 | WAZIRABAD WTP | NA | Electrical | FAN | EXHAUST FAN | NA | Non-Critical | RAMLEELA_1_PH_4_E-FAN_88 | - | - | 0 | - | Active | - | - | - | -
2566 | DJB_Package 04 | WAZIRABAD WTP | NA | INSTRUMENTATION | PRESSURE GAUGE | PRESSURE GAUGE-1 | NA | Non-Critical | DUZANA HOUSE_PG-1_11 | - | - | 0 | - | Active | - | - | - | -
2567 | DJB_Package 04 | WAZIRABAD WTP | NA | INSTRUMENTATION | PRESSURE GAUGE | PRESSURE GAUGE-2 | NA | Non-Critical | PAHADI BHOJLA_PG-2_12 | - | - | 0 | - | Active | - | - | - | -
2568 | DJB_Package 04 | WAZIRABAD WTP | NA | Electrical | LT | SOFT STARTER-03 | NA | Non-Critical | MATA SUNDARI BPS_BP_03_SOFT STARTER-03_21 | - | - | 0 | - | Active | - | - | - | -
2569 | DJB_Package 04 | WAZIRABAD WTP | KIRLOSKAR,ABB | Mechanical | BOOSTER PUMP | BOOSTER PUMP-03 | NA | Non-Critical | SUBHASH PARK NEW_BP-03_68 | - | - | 0 | - | Active | - | - | - | -
2570 | DJB_Package 04 | WAZIRABAD WTP | IVC | Mechanical | NRV | NRV-01 | NA | Non-Critical | MATA SUNDARI BPS_BP_01_NRV_01_10 | - | - | 0 | - | Active | - | - | - | -
2571 | DJB_Package 04 | WAZIRABAD WTP | - | NA | - | CIVIL | UGR | Non-Critical | RAMLEELA_1 PH-2_UGR-1_122 | - | - | 0 | - | Active | - | - | - | -
2572 | DJB_Package 04 | WAZIRABAD WTP | Kirloskar | Mechanical | BOOSTER PUMP | BOOSTER PUMP-5 | NA | Non-Critical | PAHADI IMILI NEW_BP-5_8 | - | - | 0 | - | Active | - | - | - | -
2573 | DJB_Package 04 | WAZIRABAD WTP | NA | Electrical | LT | SOFT STARTER-02 | NA | Non-Critical | MATA SUNDARI BPS_BP_02_SOFT STARTER-02_20 | - | - | 0 | - | Active | - | - | - | -
2574 | DJB_Package 04 | WAZIRABAD WTP | NA | Electrical | LT | MOTORISED LIQUID ROTOR STARTER -3 | NA | Non-Critical | RAMLEELA -1_PH-2_LRS_3_62 | - | - | 0 | - | Active | - | - | - | -
2575 | DJB_Package 04 | WAZIRABAD WTP | Kirloskar | Mechanical | NRV | NRV-5 | NA | Non-Critical | RAMLEELA_2 PH_1_BP-05_NRV-5_21 | - | - | 0 | - | Active | - | - | - | -
2576 | DJB_Package 04 | WAZIRABAD WTP | NA | Electrical | LT | STAR DELTA STARTER-06 | NA | Non-Critical | PAHADI IMLI NEW_BP-06_S/D-06_30 | - | - | 0 | - | Active | - | - | - | -
2577 | DJB_Package 04 | WAZIRABAD WTP | - | CIVIL | - | UGR | UGR | Non-Critical | DUZANA HOUSE_UGR_15 | - | - | 0 | - | Active | - | - | - | -
2578 | DJB_Package 04 | WAZIRABAD WTP | Kirloskar | Mechanical | NRV | NRV-06 | NA | Non-Critical | RAMLEELA -1_PH-1_BP_06_NRV_06_29 | - | - | 0 | - | Active | - | - | - | -
2579 | DJB_Package 04 | WAZIRABAD WTP | Kirloskar | Mechanical | SLUICE VALVE | INLET SLUICE VALVE TO UGR-1 | NA | Non-Critical | PAHADI BHOJLA_INLET_SV-01_5 | - | - | 0 | - | Active | - | - | - | -
2580 | DJB_Package 04 | WAZIRABAD WTP | Kirloskar | Mechanical | BOOSTER PUMP | BOOSTER PUMP-3 | NA | Non-Critical | PAHADI IMILI NEW_BP-3_6 | - | - | 0 | - | Active | - | - | - | -
2581 | DJB_Package 04 | WAZIRABAD WTP | - | CIVIL | - | UGR-2 | NA | Non-Critical | SUBHASH PARK PH-1_UGR-2_118 | - | - | 0 | - | Active | - | - | - | -
2582 | DJB_Package 04 | WAZIRABAD WTP | Kirloskar | Mechanical | NRV | NRV-2 | NA | Non-Critical | RAMLEELA_2 PH_1_BP-02_NRV-2_18 | - | - | 0 | - | Active | - | - | - | -
2583 | DJB_Package 04 | WAZIRABAD WTP | NA | INSTRUMENTATION | PRESSURE GAUGE | PRESSURE GAUGE-01 | NA | Non-Critical | PAHADI IMLI NEW_PG_31 | - | - | 0 | - | Active | - | - | - | -
2584 | DJB_Package 04 | WAZIRABAD WTP | Kirloskar | Mechanical | SLUICE VALVE | DISCHARGE SLUICE VALVE-03 | NA | Non-Critical | RAMLEELA -1_PH-1_BP_03_DV_03_32 | - | - | 0 | - | Active | - | - | - | -
2585 | DJB_Package 04 | WAZIRABAD WTP | Kirloskar | Mechanical | SLUICE VALVE | INLET SLUICE VALVE | NA | Non-Critical | SUBHASH PARK PH-1_INLET_SV-3_22 | - | - | 0 | - | Active | - | - | - | -
2586 | DJB_Package 04 | WAZIRABAD WTP | Kirloskar | Mechanical | SLUICE VALVE | INLET SLUICE VALVE | NA | Non-Critical | SUBHASH PARK PH-1_INLET_SV-1_20 | - | - | 0 | - | Active | - | - | - | -
2587 | DJB_Package 04 | WAZIRABAD WTP | NA | Electrical | LT | INTELLIGENCE PF CONTROLLER | NA | Non-Critical | RAMLEELA_1 PH_4_IPFC_89 | - | - | 0 | - | Active | - | - | - | -
2588 | DJB_Package 04 | WAZIRABAD WTP | Kirloskar | Mechanical | SLUICE VALVE | INLET SLUICE VALVE-01 | NA | Non-Critical | RAMLEELA -1_PH-2_INLET_SV_1_54 | - | - | 0 | - | Active | - | - | - | -
2589 | DJB_Package 04 | WAZIRABAD WTP | NA | Electrical | LT | STAR DELTA STARTER-02 | NA | Non-Critical | SUBHASH PARK NEW_BP-02_S/D-02_86 | - | - | 0 | - | Active | - | - | - | -
2590 | DJB_Package 04 | WAZIRABAD WTP | CG | Electrical | LT | TRANSFORMER-1 | NA | Non-Critical | SUBHASH PARK PH-1_TRANS-1_38 | - | - | 0 | - | Active | - | - | - | -
2591 | DJB_Package 04 | WAZIRABAD WTP | MEI | Electrical | LT | STAR DELTA STARTER-2 | NA | Non-Critical | PAHADI IMLI OLD_BP-02_S/D-02_15 | - | - | 0 | - | Active | - | - | - | -
2592 | DJB_Package 04 | WAZIRABAD WTP | NA | Electrical | LT | MOTORISED LIQUID ROTOR STARTER-5 | NA | Non-Critical | RAMLEELA -1_PH-1_MOTOR_LRS_5_43 | - | - | 0 | - | Active | - | - | - | -
2593 | DJB_Package 04 | WAZIRABAD WTP | Kirloskar | Mechanical | NRV | NRV -2 | NA | Non-Critical | SUBHASH PARK OLD_BP-02_NRV-2_98 | - | - | 0 | - | Active | - | - | - | -
2594 | DJB_Package 04 | WAZIRABAD WTP | NA | Electrical | LT | RTU/PLC CONTROL PANEL-2 | NA | Non-Critical | RAMLEELA -1_PH-2_RTU/PLC CONTROL PANEL_2_69 | - | - | 0 | - | Active | - | - | - | -
2595 | DJB_Package 04 | WAZIRABAD WTP | AUMA | Electrical | LT | ACTUATOR-2 | NA | Non-Critical | RAMLEELA_2 PH_1 ACTUATOR-2_31 | - | - | 0 | - | Active | - | - | - | -
2596 | DJB_Package 04 | WAZIRABAD WTP | Kirloskar | Mechanical | BOOSTER PUMP | BOOSTER PUMP-02 | NA | Non-Critical | SUBHASH PARK PH-2 METRO_BP-02_49 | - | - | 0 | - | Active | - | - | - | -
2597 | DJB_Package 04 | CHANDRAWAL WTP | Kirloskar | Mechanical | LT | BOOSTER PUMP-02 | NA | Non-Critical | NAYA BAZAR _BP_02_05 | - | - | 0 | - | Active | - | - | - | -
2598 | DJB_Package 04 | WAZIRABAD WTP | NA | Electrical | FAN | EXHAUST FAN-08 | NA | Non-Critical | SUBHASH PARK PH-1_E-FAN-8_9 | - | - | 0 | - | Active | - | - | - | -
2599 | DJB_Package 04 | WAZIRABAD WTP | SUB TECH ELECTRONIC | Electrical | LT | SOFT STARTER | NA | Non-Critical | PAHADI BHOJLA_SOFT STARTER_1 | - | - | 0 | - | Active | - | - | - | -
2600 | DJB_Package 04 | WAZIRABAD WTP | Kirloskar | Mechanical | NRV | NRV-1 | NA | Non-Critical | PAHADI IMLI OLD_BP-01_NRV-01_8 | - | - | 0 | - | Active | - | - | - | -
2601 | DJB_Package 04 | WAZIRABAD WTP | - | CIVIL | - | TOILET | NA | Non-Critical | SUBHASH PARK PH-1_TOILET_119 | - | - | 0 | - | Active | - | - | - | -
2602 | DJB_Package 04 | WAZIRABAD WTP | Kirloskar | Mechanical | SLUICE VALVE | INLET SLUICE VALVE-01 | NA | Non-Critical | RAMLEELA_1 PH_4 SV-1_94 | - | - | 0 | - | Active | - | - | - | -
2603 | DJB_Package 04 | WAZIRABAD WTP | Kirloskar | Mechanical | NRV | NRV-1 | NA | Non-Critical | DUZANA HOUSE_BP-01_NRV-1_6 | - | - | 0 | - | Active | - | - | - | -
2604 | DJB_Package 04 | WAZIRABAD WTP | NA | Electrical | EOT | EOT | NA | Non-Critical | RAMLEELA-1 PH-4_EOT_107 | - | - | 0 | - | Active | - | - | - | -
2605 | DJB_Package 04 | WAZIRABAD WTP | NA | Electrical | LT | RTU/PLC CONTROL PANEL(HT & LT PANEL)-2 | NA | Non-Critical | RAMLEELA -1_PH-3_RTU/PLC CONTROL PANEL_2_84 | - | - | 0 | - | Active | - | - | - | -
2606 | DJB_Package 04 | WAZIRABAD WTP | Kirloskar | Mechanical | SLUICE VALVE | DISCHARGE SLUICE VALVE-01 | NA | Non-Critical | PAHADI IMLI OLD_BP-01_DV-01_10 | - | - | 0 | - | Active | - | - | - | -
2607 | DJB_Package 04 | WAZIRABAD WTP | NA | Electrical | LT | STAR DELTA STARTER-01 | NA | Non-Critical | SUBHASH PARK OLD_BP-01_S/D-01_106 | - | - | 0 | - | Active | - | - | - | -
2608 | DJB_Package 04 | WAZIRABAD WTP | NA | INSTRUMENTATION | PRESSURE GAUGE | PRESSURE GAUGE-1 | NA | Non-Critical | PAHADI BHOJLA_PG-1_11 | - | - | 0 | - | Active | - | - | - | -
2609 | DJB_Package 04 | WAZIRABAD WTP | NA | Electrical | LT | SOFT STARTER | NA | Non-Critical | DUZANA HOUSE_SOFT STARTER_1 | - | - | 0 | - | Active | - | - | - | -
2610 | DJB_Package 04 | WAZIRABAD WTP | Kirloskar | Mechanical | NRV | NRV-04 | NA | Non-Critical | RAMLEELA -1_PH-1_BP_04_NRV_04_27 | - | - | 0 | - | Active | - | - | - | -
2611 | DJB_Package 04 | WAZIRABAD WTP | NA | Electrical | FAN | EXHAUST FAN-06 | NA | Non-Critical | SUBHASH PARK PH-1_E-FAN-6_7 | - | - | 0 | - | Active | - | - | - | -
2612 | DJB_Package 04 | WAZIRABAD WTP | Kirloskar | Mechanical | SLUICE VALVE | MAIN HEADER SLUICE VALVE | NA | Non-Critical | RAMLEELA_1 PH_4 MAIN HEADER_SV_98 | - | - | 0 | - | Active | - | - | - | -
2613 | DJB_Package 04 | WAZIRABAD WTP | Kirloskar | Mechanical | BOOSTER PUMP | BOOSTER PUMP-2 | NA | Non-Critical | PAHADI IMLI OLD_BP-02_5 | - | - | 0 | - | Active | - | - | - | -
2614 | DJB_Package 04 | WAZIRABAD WTP | - | NA | - | CIVIL | UGR | Non-Critical | RAMLEELA_1 PH-1_UGR-2_118 | - | - | 0 | - | Active | - | - | - | -
2615 | DJB_Package 04 | WAZIRABAD WTP | Kirloskar | Mechanical | NRV | NRV-1 | NA | Non-Critical | RAMLEELA_2 PH_2_BP-01_NRV-1_55 | - | - | 0 | - | Active | - | - | - | -
2616 | DJB_Package 04 | CHANDRAWAL WTP | NA | Electrical | LT | SOFT STARTER-04 | NA | Non-Critical | NAYA BAZAR__BP_04_SOFT STARTER_04_21 | - | - | 0 | - | Active | - | - | - | -
2617 | DJB_Package 04 | WAZIRABAD WTP | NA | INSTRUMENTATION | ELECTROMAGNETIC FLOWMETER | ELECTROMAGNETIC FLOWMETER-01 | NA | Non-Critical | SUBHASH PARK PH-1_EMF-01_113 | - | - | 0 | - | Active | - | - | - | -
2618 | DJB_Package 04 | WAZIRABAD WTP | NA | Electrical | LT | LT Panel | NA | Non-Critical | PAHADI BHOJLA_LT_PANEL_10 | - | - | 0 | - | Active | - | - | - | -
2619 | DJB_Package 04 | WAZIRABAD WTP | NA | Electrical | LT | TRANSFORMER-2 | NA | Non-Critical | RAMLEELA_2 PH_1 TRANS-2_36 | - | - | 0 | - | Active | - | - | - | -
2620 | DJB_Package 04 | WAZIRABAD WTP | NA | Electrical | FAN | EXHAUST FAN-12 | NA | Non-Critical | SUBHASH PARK PH-1_E-FAN-12_13 | - | - | 0 | - | Active | - | - | - | -
2621 | DJB_Package 04 | WAZIRABAD WTP | NA | Electrical | LT | APFC PANEL-1 | NA | Non-Critical | RAMLEELA_2 PH_1 APFC-1_37 | - | - | 0 | - | Active | - | - | - | -
2622 | DJB_Package 04 | WAZIRABAD WTP | Kirloskar | Mechanical | BOOSTER PUMP | BOOSTER PUMP-1 | NA | Non-Critical | PAHADI IMLI OLD-BP-01_4 | - | - | 0 | - | Active | - | - | - | -
2623 | DJB_Package 04 | WAZIRABAD WTP | Kirloskar | Mechanical | NRV | NRV-01 | NA | Non-Critical | JAMA MASJID PS_BP_01_NRV_01_07 | - | - | 0 | - | Active | - | - | - | -
2624 | DJB_Package 04 | WAZIRABAD WTP | NA | Electrical | FAN | EXHAUST FAN-2 | NA | Non-Critical | RAMLEELA PH-1_E-FAN-2_3 | - | - | 0 | - | Active | - | - | - | -
2625 | DJB_Package 04 | WAZIRABAD WTP | Kirloskar | Mechanical | SLUICE VALVE | DISCHARGE SLUICE VALVE-01 | NA | Non-Critical | BARSHABULLA_BP_02_DV_02_11 | - | - | 0 | - | Active | - | - | - | -
2626 | DJB_Package 04 | WAZIRABAD WTP | NA | Electrical | LT | SOFT STARTER-1 | NA | Non-Critical | BARSHABULLA_BP_01_SOFT STARTER_01_14 | - | - | 0 | - | Active | - | - | - | -
2627 | DJB_Package 04 | WAZIRABAD WTP | Kirloskar | Mechanical | NRV | NRV-2 | NA | Non-Critical | PAHADI IMLI OLD_BP-02_NRV-02_9 | - | - | 0 | - | Active | - | - | - | -
2628 | DJB_Package 04 | WAZIRABAD WTP | Kirloskar | Mechanical | SLUICE VALVE | DISCHARGE SLUICE VALVE-02 | NA | Non-Critical | RAMLEELA_1 PH_3_BP_02_DV_02_81 | - | - | 0 | - | Active | - | - | - | -
2629 | DJB_Package 04 | WAZIRABAD WTP | Kirloskar | Mechanical | SLUICE VALVE | INLET SLUICE VALVE-02 | NA | Non-Critical | RAMLEELA_1 PH_4 SV-2_95 | - | - | 0 | - | Active | - | - | - | -
2630 | DJB_Package 04 | WAZIRABAD WTP | - | NA | - | CIVIL | UGR | Non-Critical | RAMLEELA_1 PH-4_UGR-2_133 | - | - | 0 | - | Active | - | - | - | -
2631 | DJB_Package 04 | WAZIRABAD WTP | NA | Electrical | FAN | EXHAUST FAN-6 | NA | Non-Critical | RAMLEELA PH-1_E-FAN-6_7 | - | - | 0 | - | Active | - | - | - | -
2632 | DJB_Package 04 | CHANDRAWAL WTP | Kirloskar | Mechanical | LT | BOOSTER PUMP-01 | NA | Non-Critical | NAYA BAZAR _BP_01_04 | - | - | 0 | - | Active | - | - | - | -
2633 | DJB_Package 04 | WAZIRABAD WTP | NA | Electrical | LT | LT Panel | NA | Non-Critical | JAMA MASJID PS_LT PANEL_03 | - | - | 0 | - | Active | - | - | - | -
2634 | DJB_Package 04 | WAZIRABAD WTP | NA | Electrical | LT | SOFT STARTER-01 | NA | Non-Critical | MATA SUNDARI BPS_BP_01_SOFT STARTER-01_19 | - | - | 0 | - | Active | - | - | - | -
2635 | DJB_Package 04 | WAZIRABAD WTP | Kirloskar | Mechanical | SLUICE VALVE | DISCHARGE SLUICE VALVE-06 | NA | Non-Critical | RAMLEELA -1_PH-1_BP_06_DV_06_35 | - | - | 0 | - | Active | - | - | - | -
2636 | DJB_Package 04 | WAZIRABAD WTP | Kirloskar | Mechanical | SLUICE VALVE | INLET SLUICE VALVE | NA | Non-Critical | BARSHABULLA_INLET_SV_02_07 | - | - | 0 | - | Active | - | - | - | -
2637 | DJB_Package 04 | WAZIRABAD WTP | NA | INSTRUMENTATION | PRESSURE GAUGE | PRESSURE GAUGE-02 | NA | Non-Critical | SUBHASH PARK PH-1_PG-02_109 | - | - | 0 | - | Active | - | - | - | -
2638 | DJB_Package 04 | WAZIRABAD WTP | Kirloskar | Mechanical | NRV | NRV-4 | NA | Non-Critical | RAMLEELA_2 PH_1_BP-04_NRV-4_20 | - | - | 0 | - | Active | - | - | - | -
2639 | DJB_Package 04 | WAZIRABAD WTP | - | CIVIL | - | ROOM | PUMP HOUSE ROOM | Non-Critical | JAMA MASJID PS_PH_01_15 | - | - | 0 | - | Active | - | - | - | -
2640 | DJB_Package 04 | WAZIRABAD WTP | NA | Electrical | HT | HT Panel | NA | Non-Critical | RAMLEELA -1_PH-2_HT_PANEL_66 | - | - | 0 | - | Active | - | - | - | -
2641 | DJB_Package 04 | WAZIRABAD WTP | NA | Mechanical | SLUICE VALVE | INLET SLUICE VALVE | NA | Non-Critical | MATA SUNDARI BPS_INLET_SV_03_09 | - | - | 0 | - | Active | - | - | - | -
2642 | DJB_Package 04 | WAZIRABAD WTP | Kirloskar | Mechanical | BOOSTER PUMP | BOOSTER PUMP-02 | NA | Non-Critical | JAMA MASJID PS_BP-02_05 | - | - | 0 | - | Active | - | - | - | -
2643 | DJB_Package 04 | WAZIRABAD WTP | NA | Electrical | LT | CHANGE OVER | NA | Non-Critical | MATA SUNDARI BPS_CHANGE OVER_03 | - | - | 0 | - | Active | - | - | - | -
2644 | DJB_Package 04 | WAZIRABAD WTP | Kirloskar | Mechanical | NRV | NRV-02 | NA | Non-Critical | JAMA MASJID PS_BP_02_NRV_02_08 | - | - | 0 | - | Active | - | - | - | -
2645 | DJB_Package 04 | WAZIRABAD WTP | NA | Electrical | LT | LT Panel | NA | Non-Critical | BARSHABULLA_LT PANEL_13 | - | - | 0 | - | Active | - | - | - | -
2646 | DJB_Package 04 | WAZIRABAD WTP | NA | Electrical | FAN | EXHAUST FAN-01 | NA | Non-Critical | SUBHASH PARK NEW_LT_E-FAN-1_64 | - | - | 0 | - | Active | - | - | - | -
2647 | DJB_Package 04 | WAZIRABAD WTP | Kirloskar | Mechanical | BOOSTER PUMP | BOOSTER PUMP-1 | NA | Non-Critical | PAHADI BHOJLA_BP-01_3 | - | - | 0 | - | Active | - | - | - | -
2648 | DJB_Package 04 | WAZIRABAD WTP | NA | Electrical | LT | TRANSFORMER-2 | NA | Non-Critical | SUBHASH PARK NEW_TRANS-2_84 | - | - | 0 | - | Active | - | - | - | -
2649 | DJB_Package 04 | WAZIRABAD WTP | Kirloskar | Mechanical | NRV | NRV-2 | NA | Non-Critical | PAHADI IMLI NEW_BP-02_NRV-2_17 | - | - | 0 | - | Active | - | - | - | -
2650 | DJB_Package 04 | WAZIRABAD WTP | SCHNEIDER | Electrical | LT | SOFT STARTER-5 | NA | Non-Critical | RAMLEELA_2 PH_1_SOFT STARTER-05_47 | - | - | 0 | - | Active | - | - | - | -
2651 | DJB_Package 04 | WAZIRABAD WTP | NA | INSTRUMENTATION | PRESSURE GUAGE | PRESSURE GUAGE-01 | NA | Non-Critical | MATA SUNDARI BPS_PG_01_22 | - | - | 0 | - | Active | - | - | - | -
2652 | DJB_Package 04 | WAZIRABAD WTP | NA | Electrical | FAN | EXHAUST FAN-05 | NA | Non-Critical | SUBHASH PARK PH-1_E-FAN-5_6 | - | - | 0 | - | Active | - | - | - | -
2653 | DJB_Package 04 | WAZIRABAD WTP | NA | Electrical | LT | MOTORISED LIQUID ROTOR STARTER-2 | NA | Non-Critical | RAMLEELA -1_PH-1_MOTOR_LRS_2_40 | - | - | 0 | - | Active | - | - | - | -
2654 | DJB_Package 04 | WAZIRABAD WTP | Kirloskar | Mechanical | NRV | NRV -1 | NA | Non-Critical | SUBHASH PARK OLD_BP-01_NRV-1_97 | - | - | 0 | - | Active | - | - | - | -
2655 | DJB_Package 04 | WAZIRABAD WTP | Kirloskar | Mechanical | LT | END SUCTION CHARGING PUMP-1 | NA | Non-Critical | SUBHASH PARK PH-2 METRO_E-SCP-1_50 | - | - | 0 | - | Active | - | - | - | -
2656 | DJB_Package 04 | WAZIRABAD WTP | FLOW MORE KIRLOSKAR ELECTRIC | Mechanical | BOOSTER PUMP | BOOSTER PUMP-4 | NA | Non-Critical | RAMLEELA -1_PH-1_BP-4_14 | - | - | 0 | - | Active | - | - | - | -
2657 | DJB_Package 04 | WAZIRABAD WTP | Kirloskar | Mechanical | SLUICE VALVE | INLET SLUICE VALVE TO UGR-4 | NA | Non-Critical | RAMLEELA_2 PH_1_INLET_SV-4_15 | - | - | 0 | - | Active | - | - | - | -
2658 | DJB_Package 04 | WAZIRABAD WTP | - | NA | - | CIVIL | TOILET | Non-Critical | RAMLEELA_1 PH-1_TOILET_121 | - | - | 0 | - | Active | - | - | - | -
2659 | DJB_Package 04 | WAZIRABAD WTP | NA | Electrical | FAN | EXHAUST FAN-5 | NA | Non-Critical | RAMLEELA PH-1_E-FAN-5_6 | - | - | 0 | - | Active | - | - | - | -
2660 | DJB_Package 04 | WAZIRABAD WTP | MORIS ROPE MASTER | Electrical | EOT | EOT-1 | NA | Non-Critical | RAMLEELA-1 PH-1_EOT-1_103 | - | - | 0 | - | Active | - | - | - | -
2661 | DJB_Package 04 | WAZIRABAD WTP | MORIS ROPE MASTER | Electrical | EOT | EOT-2 | NA | Non-Critical | RAMLEELA-1 PH-1_EOT-2_104 | - | - | 0 | - | Active | - | - | - | -
2662 | DJB_Package 04 | WAZIRABAD WTP | CG | Electrical | LT | TRANSFORMER-2 | NA | Non-Critical | SUBHASH PARK PH-1_TRANS-2_39 | - | - | 0 | - | Active | - | - | - | -
2663 | DJB_Package 04 | WAZIRABAD WTP | - | CIVIL | - | UGR-1 | NA | Non-Critical | SUBHASH PARK PH-1_UGR-1_117 | - | - | 0 | - | Active | - | - | - | -
2664 | DJB_Package 04 | WAZIRABAD WTP | Kirloskar | Mechanical | SLUICE VALVE | DISCHARGE SLUICE VALVE-01 | NA | Non-Critical | PAHADI IMLI NEW_BP-01_DV-1_18 | - | - | 0 | - | Active | - | - | - | -
2665 | DJB_Package 04 | WAZIRABAD WTP | NA | Electrical | LT | SOFT STARTER-02 | NA | Non-Critical | JAMA MASJID PS_BP_02_SOFT STARTER-02_12 | - | - | 0 | - | Active | - | - | - | -
2666 | DJB_Package 04 | WAZIRABAD WTP | FLOW MORE KIRLOSKAR ELECTRIC | Mechanical | BOOSTER PUMP | BOOSTER PUMP-5 | NA | Non-Critical | RAMLEELA -1_PH-1_BP-5_15 | - | - | 0 | - | Active | - | - | - | -
2667 | DJB_Package 04 | WAZIRABAD WTP | L&T | Electrical | LT | MCCB | NA | Non-Critical | RAMLEELA_1 PH_3_LT_MCCB_70 | - | - | 0 | - | Active | - | - | - | -
2668 | DJB_Package 04 | WAZIRABAD WTP | NA | Electrical | LT | SOFT STARTER-2 | NA | Non-Critical | BARSHABULLA_BP_02_SOFT STARTER_02_15 | - | - | 0 | - | Active | - | - | - | -
2669 | DJB_Package 04 | WAZIRABAD WTP | NA | Electrical | FAN | EXHAUST FAN | NA | Non-Critical | RAMLEELA_1 PH_3_E-FAN_71 | - | - | 0 | - | Active | - | - | - | -
2670 | DJB_Package 04 | WAZIRABAD WTP | NA | INSTRUMENTATION | ULTRASONIC LEVEL TRANSMITTER | ULTRASONIC LEVEL TRANSMITTER-01 | NA | Non-Critical | RAMLEELA -1_PH-2_ULT_111 | - | - | 0 | - | Active | - | - | - | -
2671 | DJB_Package 04 | WAZIRABAD WTP | NA | Electrical | LT | LT Panel | NA | Non-Critical | RAMLEELA -1_PH-2_LT_PANEL_67 | - | - | 0 | - | Active | - | - | - | -
2672 | DJB_Package 04 | WAZIRABAD WTP | NA | Electrical | LT | MOTORISED LIQUID ROTOR STARTER-1 | NA | Non-Critical | RAMLEELA -1_PH-1_MOTOR_LRS_1_39 | - | - | 0 | - | Active | - | - | - | -
2673 | DJB_Package 04 | WAZIRABAD WTP | MEI | Electrical | LT | STAR DELTA STARTER-02 | NA | Non-Critical | SUBHASH PARK PH-1_BP-02_S/D-02_42 | - | - | 0 | - | Active | - | - | - | -
2674 | DJB_Package 04 | WAZIRABAD WTP | KIRLOSKAR, BENTEK | Mechanical | LT | BOOSTER PUMP-2 | NA | Non-Critical | BARSHABULLA_BP_02_05 | - | - | 0 | - | Active | - | - | - | -
2675 | DJB_Package 04 | CHANDRAWAL WTP | Kirloskar | Mechanical | NRV | NRV-02 | NA | Non-Critical | NAYA BAZAR _BP_02_NRV_02_11 | - | - | 0 | - | Active | - | - | - | -
2676 | DJB_Package 04 | WAZIRABAD WTP | NA | Electrical | LT | MOTORISED LIQUID ROTOR STARTER-6 | NA | Non-Critical | RAMLEELA -1_PH-1_MOTOR_LRS_6_44 | - | - | 0 | - | Active | - | - | - | -
2677 | DJB_Package 04 | WAZIRABAD WTP | Kirloskar | Mechanical | SLUICE VALVE | DISCHARGE SLUICE VALVE-02 | NA | Non-Critical | DUZANA HOUSE_BP-02_DV-2_9 | - | - | 0 | - | Active | - | - | - | -
2678 | DJB_Package 04 | WAZIRABAD WTP | Kirloskar | Mechanical | NRV | NRV-2 | NA | Non-Critical | DUZANA HOUSE_BP-02_NRV-2_7 | - | - | 0 | - | Active | - | - | - | -
2679 | DJB_Package 04 | WAZIRABAD WTP | Kirloskar | Mechanical | SLUICE VALVE | DISCHARGE SLUICE VALVE-02 | NA | Non-Critical | PAHADI IMLI OLD_BP-02_DV-02_11 | - | - | 0 | - | Active | - | - | - | -
2680 | DJB_Package 04 | WAZIRABAD WTP | Kirloskar | Mechanical | NRV | NRV-1 | NA | Non-Critical | PAHADI IMLI NEW_BP-01_NRV-1_16 | - | - | 0 | - | Active | - | - | - | -
2681 | DJB_Package 04 | CHANDRAWAL WTP | Kirloskar | Mechanical | SLUICE VALVE | INLET SLUICE VALVE-01 | NA | Non-Critical | NAYA BAZAR _INLET_SV_01_08 | - | - | 0 | - | Active | - | - | - | -
2682 | DJB_Package 04 | WAZIRABAD WTP | NA | Electrical | FAN | EXHAUST FAN-09 | NA | Non-Critical | SUBHASH PARK PH-1_E-FAN-9_10 | - | - | 0 | - | Active | - | - | - | -
2683 | DJB_Package 04 | WAZIRABAD WTP | NA | INSTRUMENTATION | PRESSURE GAUGE | PRESSURE GAUGE-1 | NA | Non-Critical | PAHADI IMLI OLD_PG_16 | - | - | 0 | - | Active | - | - | - | -
2684 | DJB_Package 04 | WAZIRABAD WTP | Kirloskar | Mechanical | SLUICE VALVE | MAIN HEADER SLUICE VALVE | NA | Non-Critical | RAMLEELA -1_PH-2_MAIN HEADER_SV_59 | - | - | 0 | - | Active | - | - | - | -
2685 | DJB_Package 04 | CHANDRAWAL WTP | NA | Electrical | LT | LT Panel | NA | Non-Critical | NAYA BAZAR _LT_PANEL_16 | - | - | 0 | - | Active | - | - | - | -
2686 | DJB_Package 04 | WAZIRABAD WTP | NA | Electrical | LT | TRANSFORMER-1 | NA | Non-Critical | SUBHASH PARK NEW_TRANS-1_83 | - | - | 0 | - | Active | - | - | - | -
2687 | DJB_Package 04 | WAZIRABAD WTP | NA | Electrical | LT | MCCB | NA | Non-Critical | RAMLEELA -1_PH-1_LT_MCCB_1 | - | - | 0 | - | Active | - | - | - | -
2688 | DJB_Package 04 | WAZIRABAD WTP | NA | INSTRUMENTATION | PRESSURE GAUGE | PRESSURE GAUGE-3 | NA | Non-Critical | DUZANA HOUSE_PG-3_13 | - | - | 0 | - | Active | - | - | - | -
2689 | DJB_Package 04 | CHANDRAWAL WTP | NA | Electrical | LT | CHANGE OVER | NA | Non-Critical | NAYA BAZAR _CHANGE OVER_03 | - | - | 0 | - | Active | - | - | - | -
2690 | DJB_Package 04 | WAZIRABAD WTP | Kirloskar | Mechanical | NRV | NRV-05 | NA | Non-Critical | RAMLEELA -1_PH-1_BP_05_NRV_05_28 | - | - | 0 | - | Active | - | - | - | -
2691 | DJB_Package 04 | WAZIRABAD WTP | KIRLOSKAR, BHARAT BIJLEE | Mechanical | BOOSTER PUMP | BOOSTER PUMP-04 | NA | Non-Critical | SUBHASH PARK PH-1_BP-04_18 | - | - | 0 | - | Active | - | - | - | -
2692 | DJB_Package 04 | WAZIRABAD WTP | NA | INSTRUMENTATION | PRESSURE GAUGE | PRESSURE GAUGE-1 | NA | Non-Critical | RAMLEELA_2 PH_2 PG-1_63 | - | - | 0 | - | Active | - | - | - | -
2693 | DJB_Package 04 | WAZIRABAD WTP | Kirloskar | Mechanical | SLUICE VALVE | INLET SLUICE VALVE-05 | NA | Non-Critical | RAMLEELA -1_PH-1_INLET_SV_05_22 | - | - | 0 | - | Active | - | - | - | -
2694 | DJB_Package 04 | WAZIRABAD WTP | NA | INSTRUMENTATION | PRESSURE GAUGE | PRESSURE GAUGE-01 | NA | Non-Critical | JAMA MASJID PS_PG_01_13 | - | - | 0 | - | Active | - | - | - | -
2695 | DJB_Package 04 | WAZIRABAD WTP | NA | Electrical | LT | MOTORISED LIQUID ROTOR STARTER -4 | NA | Non-Critical | RAMLEELA -1_PH-2_LRS_4_63 | - | - | 0 | - | Active | - | - | - | -
2696 | DJB_Package 04 | WAZIRABAD WTP | Kirloskar | Mechanical | BOOSTER PUMP | BOOSTER PUMP-01 | NA | Non-Critical | JAMA MASJID PS_BP-01_04 | - | - | 0 | - | Active | - | - | - | -
2697 | DJB_Package 04 | WAZIRABAD WTP | NA | Electrical | FAN | EXHAUST FAN-10 | NA | Non-Critical | SUBHASH PARK PH-1_E-FAN-10_11 | - | - | 0 | - | Active | - | - | - | -
2698 | DJB_Package 04 | WAZIRABAD WTP | NA | INSTRUMENTATION | PRESSURE GAUGE | PRESSURE GAUGE-03 | NA | Non-Critical | SUBHASH PARK PH-1_PG-03_110 | - | - | 0 | - | Active | - | - | - | -
2699 | DJB_Package 04 | WAZIRABAD WTP | NA | INSTRUMENTATION | PRESSURE GAUGE | PRESSURE GAUGE-04 | NA | Non-Critical | SUBHASH PARK PH-1_PG-04_111 | - | - | 0 | - | Active | - | - | - | -
2700 | DJB_Package 04 | WAZIRABAD WTP | Kirloskar | Mechanical | SLUICE VALVE | INLET SLUICE VALVE | NA | Non-Critical | SUBHASH PARK PH-1_INLET_SV-2_21 | - | - | 0 | - | Active | - | - | - | -
2701 | DJB_Package 04 | WAZIRABAD WTP | Kirloskar | Mechanical | SLUICE VALVE | DISCHARGE SLUICE VALVE-07 | NA | Non-Critical | RAMLEELA -1_PH-1_BP_02_DV_07_36 | - | - | 0 | - | Active | - | - | - | -
2702 | DJB_Package 04 | WAZIRABAD WTP | NA | Electrical | LT | CHANGE OVER | NA | Non-Critical | PAHADI IMLI OLD_CHANGE OVER_3 | - | - | 0 | - | Active | - | - | - | -
2703 | DJB_Package 04 | WAZIRABAD WTP | Kirloskar | Mechanical | SLUICE VALVE | DISCHARGE SLUICE VALVE-01 | NA | Non-Critical | BARSHABULLA_BP_01_DV_01_10 | - | - | 0 | - | Active | - | - | - | -
2704 | DJB_Package 04 | CHANDRAWAL WTP | Kirloskar | Mechanical | NRV | NRV-03 | NA | Non-Critical | NAYA BAZAR _BP_03_NRV_03_12 | - | - | 0 | - | Active | - | - | - | -
2705 | DJB_Package 04 | WAZIRABAD WTP | MEI | Electrical | LT | STAR DELTA STARTER-01 | NA | Non-Critical | SUBHASH PARK PH-1_BP-01_S/D-01_41 | - | - | 0 | - | Active | - | - | - | -
2706 | DJB_Package 04 | WAZIRABAD WTP | KIRLOSKAR, BHARAT BIJLEE | Mechanical | BOOSTER PUMP | BOOSTER PUMP-2 | NA | Non-Critical | RAMLEELA_1 PH_4_BP-2_91 | - | - | 0 | - | Active | - | - | - | -
2707 | DJB_Package 04 | WAZIRABAD WTP | Kirloskar | Mechanical | SLUICE VALVE | INLET SLUICE VALVE TO UGR 1 | NA | Non-Critical | SUBHASH PARK OLD_INLET_SV-1_95 | - | - | 0 | - | Active | - | - | - | -
2708 | DJB_Package 04 | WAZIRABAD WTP | Kirloskar | Mechanical | SLUICE VALVE | DISCHARGE SLUICE VALVE-02 | NA | Non-Critical | RAMLEELA_1 PH_4 DV-2_97 | - | - | 0 | - | Active | - | - | - | -
2709 | DJB_Package 04 | WAZIRABAD WTP | Kirloskar | Mechanical | SLUICE VALVE | INLET SLUICE VALVE TO UGR-2 | NA | Non-Critical | RAMLEELA_2 PH_2 INLET_SV-2_54 | - | - | 0 | - | Active | - | - | - | -
2710 | DJB_Package 04 | WAZIRABAD WTP | NA | Electrical | FAN | EXHAUST FAN | NA | Non-Critical | MATA SUNDARI BPS_EXHAUST FAN_02 | - | - | 0 | - | Active | - | - | - | -
2711 | DJB_Package 04 | CHANDRAWAL WTP | Kirloskar | Mechanical | SLUICE VALVE | INLET SLUICE VALVE-02 | NA | Non-Critical | NAYA BAZAR _INLET_SV_02_09 | - | - | 0 | - | Active | - | - | - | -
2712 | DJB_Package 04 | WAZIRABAD WTP | AUMA | Electrical | LT | ACTUATOR-4 | NA | Non-Critical | RAMLEELA_2 PH_1 ACTUATOR-4_33 | - | - | 0 | - | Active | - | - | - | -
2713 | DJB_Package 04 | WAZIRABAD WTP | Kirloskar | Mechanical | SLUICE VALVE | INLET SLUICE VALVE | NA | Non-Critical | SUBHASH PARK PH-1_INLET_SV-5_24 | - | - | 0 | - | Active | - | - | - | -
2714 | DJB_Package 04 | WAZIRABAD WTP | NA | Mechanical | MAIN HEADER | MAIN HEADER | NA | Non-Critical | SUBHASH PARK PH-1_MAIN HEADER_35 | - | - | 0 | - | Active | - | - | - | -
2715 | DJB_Package 04 | WAZIRABAD WTP | NA | INSTRUMENTATION | PRESSURE GUAGE | PRESSURE GUAGE-2 | NA | Non-Critical | RAMLEELA-1 PH-2_PG-2_113 | - | - | 0 | - | Active | - | - | - | -
2716 | DJB_Package 04 | WAZIRABAD WTP | NA | Electrical | FAN | EXHAUST FAN | NA | Non-Critical | RAMLEELA -1_PH-2_LT_E-FAN_48 | - | - | 0 | - | Active | - | - | - | -
2717 | DJB_Package 04 | WAZIRABAD WTP | - | NA | - | CIVIL | UGR | Non-Critical | RAMLEELA_1 PH-4_UGR-1_132 | - | - | 0 | - | Active | - | - | - | -
2718 | DJB_Package 04 | WAZIRABAD WTP | - | CIVIL | - | ROOM | PUMP HOUSE ROOM | Non-Critical | MATA SUNDARI BPS_PH_01_24 | - | - | 0 | - | Active | - | - | - | -
2719 | DJB_Package 04 | WAZIRABAD WTP | Kirloskar | Mechanical | SLUICE VALVE | INLET SLUICE VALVE-03 | NA | Non-Critical | RAMLEELA -1_PH-1_INLET_SV_03_20 | - | - | 0 | - | Active | - | - | - | -
2720 | DJB_Package 04 | WAZIRABAD WTP | NA | Electrical | LT | STAR DELTA STARTER-01 | NA | Non-Critical | PAHADI IMLI NEW_BP-01_S/D-01_25 | - | - | 0 | - | Active | - | - | - | -
2721 | DJB_Package 04 | WAZIRABAD WTP | NA | Electrical | LT | MCCB | NA | Non-Critical | BARSHABULLA_MCCB_01 | - | - | 0 | - | Active | - | - | - | -
2722 | DJB_Package 04 | WAZIRABAD WTP | Kirloskar | Mechanical | SLUICE VALVE | INLET SLUICE VALVE TO UGR-2 | NA | Non-Critical | PAHADI IMLI OLD_INLET_SV-02_7 | - | - | 0 | - | Active | - | - | - | -
2723 | DJB_Package 04 | WAZIRABAD WTP | NA | Electrical | LT | MOTORISED LIQUID ROTOR STARTER -5 | NA | Non-Critical | RAMLEELA -1_PH-2_LRS_5_64 | - | - | 0 | - | Active | - | - | - | -
2724 | DJB_Package 04 | WAZIRABAD WTP | KIRLOSKAR, BHARAT BIJLEE | Mechanical | BOOSTER PUMP | BOOSTER PUMP-2 | NA | Non-Critical | RAMLEELA_1 PH_3_BP_2_74 | - | - | 0 | - | Active | - | - | - | -
2725 | DJB_Package 04 | WAZIRABAD WTP | Kirloskar | Mechanical | BOOSTER PUMP | BOOSTER PUMP-02 | NA | Non-Critical | DUZANA HOUSE_BP-02_3 | - | - | 0 | - | Active | - | - | - | -
2726 | DJB_Package 04 | WAZIRABAD WTP | NA | Electrical | LT | STAR DELTA STARTER-05 | NA | Non-Critical | PAHADI IMLI NEW_BP-05_S/D-05_29 | - | - | 0 | - | Active | - | - | - | -
2727 | DJB_Package 04 | WAZIRABAD WTP | NA | Electrical | LT | STAR DELTA STARTER-03 | NA | Non-Critical | SUBHASH PARK NEW_BP-03_S/D-03_87 | - | - | 0 | - | Active | - | - | - | -
2728 | DJB_Package 04 | WAZIRABAD WTP | KIRLOSKAR SUPREME & BECON | Mechanical | BOOSTER PUMP | BOOSTER PUMP-2 | NA | Non-Critical | RAMLEELA -1_PH-2_BP-2_51 | - | - | 0 | - | Active | - | - | - | -
2729 | DJB_Package 04 | WAZIRABAD WTP | FLOW MORE KIRLOSKAR ELECTRIC | Mechanical | BOOSTER PUMP | BOOSTER PUMP-6 | NA | Non-Critical | RAMLEELA -1_PH-1_BP-6_16 | - | - | 0 | - | Active | - | - | - | -
2730 | DJB_Package 04 | WAZIRABAD WTP | L&T | Electrical | LT | MCCB | NA | Non-Critical | RAMLEELA_1 PH_4_LT_MCCB_87 | - | - | 0 | - | Active | - | - | - | -
2731 | DJB_Package 04 | WAZIRABAD WTP | NA | Electrical | LT | STAR DELTA STARTER-04 | NA | Non-Critical | SUBHASH PARK NEW_BP-04_S/D-04_88 | - | - | 0 | - | Active | - | - | - | -
2732 | DJB_Package 04 | WAZIRABAD WTP | Kirloskar | Mechanical | SLUICE VALVE | INLET SLUICE VALVE TO UGR 3 | NA | Non-Critical | SUBHASH PARK NEW_INLET_SV-3_72 | - | - | 0 | - | Active | - | - | - | -
2733 | DJB_Package 04 | WAZIRABAD WTP | - | NA | - | CIVIL | UGR | Non-Critical | RAMLEELA_1 PH-3_UGR-1_127 | - | - | 0 | - | Active | - | - | - | -
2734 | DJB_Package 04 | WAZIRABAD WTP | NA | Electrical | FAN | EXHAUST FAN-7 | NA | Non-Critical | RAMLEELA PH-1_E-FAN-7_8 | - | - | 0 | - | Active | - | - | - | -
2735 | DJB_Package 04 | WAZIRABAD WTP | NA | Electrical | LT | LT Panel | NA | Non-Critical | PAHADI IMLI NEW_LT PANEL_24 | - | - | 0 | - | Active | - | - | - | -
2736 | DJB_Package 04 | WAZIRABAD WTP | Kirloskar | Mechanical | SLUICE VALVE | INLET SLUICE VALVE TO UGR 2 | NA | Non-Critical | SUBHASH PARK NEW_INLET_SV-2_71 | - | - | 0 | - | Active | - | - | - | -
2737 | DJB_Package 04 | WAZIRABAD WTP | Kirloskar | Mechanical | BOOSTER PUMP | BOOSTER PUMP-2 | NA | Non-Critical | PAHADI IMILI NEW_BP-2_5 | - | - | 0 | - | Active | - | - | - | -
2738 | DJB_Package 04 | WAZIRABAD WTP | NA | Electrical | LT | MOTORISED LIQUID ROTOR STARTER -1 | NA | Non-Critical | RAMLEELA -1_PH-2_LRS_1_60 | - | - | 0 | - | Active | - | - | - | -
2739 | DJB_Package 04 | WAZIRABAD WTP | NA | INSTRUMENTATION | PRESSURE GAUGE | PRESSURE GAUGE-01 | NA | Non-Critical | SUBHASH PARK PH-1_PG-01_108 | - | - | 0 | - | Active | - | - | - | -
2740 | DJB_Package 04 | WAZIRABAD WTP | NA | Electrical | LT | MOTORISED LIQUID ROTOR STARTER -2 | NA | Non-Critical | RAMLEELA -1_PH-2_LRS_2_61 | - | - | 0 | - | Active | - | - | - | -
2741 | DJB_Package 04 | WAZIRABAD WTP | Kirloskar | Mechanical | NRV | NRV-01 | NA | Non-Critical | RAMLEELA_1 PH_3_BP_01_NRV_01_79 | - | - | 0 | - | Active | - | - | - | -
2742 | DJB_Package 04 | WAZIRABAD WTP | KIRLOSKAR, CROMPTON GREEVES | Mechanical | BOOSTER PUMP | BOOSTER PUMP-02 | NA | Non-Critical | SUBHASH PARK PH-1_BP-02_16 | - | - | 0 | - | Active | - | - | - | -
2743 | DJB_Package 04 | CHANDRAWAL WTP | NA | Electrical | FAN | EXHAUST FAN | NA | Non-Critical | NAYA BAZAR _LT_E-FAN_02 | - | - | 0 | - | Active | - | - | - | -
2744 | DJB_Package 04 | WAZIRABAD WTP | NA | Electrical | LT | RTU/PLC CONTROL PANEL (HT & LT PANEL)-2 | NA | Non-Critical | RAMLEELA -1_PH-1_RTU/PLC CONTROL PANEL_2_46 | - | - | 0 | - | Active | - | - | - | -
2745 | DJB_Package 04 | WAZIRABAD WTP | Kirloskar | Mechanical | NRV | NRV-02 | NA | Non-Critical | BARSHABULLA_BP_02_NRV_02_09 | - | - | 0 | - | Active | - | - | - | -
2746 | DJB_Package 04 | WAZIRABAD WTP | NA | Electrical | LT | INTELLIGENCE PF CONTROLLER | NA | Non-Critical | RAMLEELA -1_PH-2_IPFC_49 | - | - | 0 | - | Active | - | - | - | -
2747 | DJB_Package 04 | WAZIRABAD WTP | Kirloskar | Mechanical | END SUCTION CHARGING PUMP | END SUCTION CHARGING PUMP-2 | NA | Non-Critical | RAMLEELA_1 PH_3_ESCP-2_76 | - | - | 0 | - | Active | - | - | - | -
2748 | DJB_Package 04 | WAZIRABAD WTP | NA | Electrical | LT | CHANGE OVER | NA | Non-Critical | PAHADI IMLI NEW_CHANGE OVER_3 | - | - | 0 | - | Active | - | - | - | -
2749 | DJB_Package 04 | WAZIRABAD WTP | Kirloskar | Mechanical | SLUICE VALVE | INLET SLUICE VALVE TO UGR-2 | NA | Non-Critical | PAHADI IMLI NEW_INLET_SV-2_11 | - | - | 0 | - | Active | - | - | - | -
2750 | DJB_Package 04 | WAZIRABAD WTP | Kirloskar | Mechanical | SLUICE VALVE | INLET SLUICE VALVE TO UGR-2 | NA | Non-Critical | RAMLEELA_2 PH_1_INLET_SV-2_13 | - | - | 0 | - | Active | - | - | - | -
2751 | DJB_Package 04 | WAZIRABAD WTP | Kirloskar | Mechanical | LT | BOOSTER PUMP-03 | NA | Non-Critical | MATA SUNDARI BPS_BP_03_06 | - | - | 0 | - | Active | - | - | - | -
2752 | DJB_Package 04 | WAZIRABAD WTP | Kirloskar | Mechanical | SLUICE VALVE | DISCHARGE SLUICE VALVE-06 | NA | Non-Critical | PAHADI IMLI NEW_BP-06_DV-6_23 | - | - | 0 | - | Active | - | - | - | -
2753 | DJB_Package 04 | WAZIRABAD WTP | MEI | Electrical | LT | STAR DELTA STARTER-01 | NA | Non-Critical | SUBHASH PARK PH-2 METRO_BP-01_S/D-01_62 | - | - | 0 | - | Active | - | - | - | -
2754 | DJB_Package 04 | WAZIRABAD WTP | MEI | Electrical | LT | STAR DELTA STARTER-03 | NA | Non-Critical | SUBHASH PARK PH-1_BP-03_S/D-03_43 | - | - | 0 | - | Active | - | - | - | -
2755 | DJB_Package 04 | WAZIRABAD WTP | Kirloskar | Mechanical | NRV | NRV-1 | NA | Non-Critical | RAMLEELA_2 PH_1_BP-01_NRV-1_17 | - | - | 0 | - | Active | - | - | - | -
2756 | DJB_Package 04 | WAZIRABAD WTP | Kirloskar | Mechanical | SLUICE VALVE | INLET SLUICE VALVE-02 | NA | Non-Critical | RAMLEELA -1_PH-1_INLET_SV_02_19 | - | - | 0 | - | Active | - | - | - | -
2757 | DJB_Package 04 | WAZIRABAD WTP | NA | Electrical | LT | STAR DELTA STARTER-02 | NA | Non-Critical | SUBHASH PARK OLD_BP-02_S/D-02_107 | - | - | 0 | - | Active | - | - | - | -
2758 | DJB_Package 04 | WAZIRABAD WTP | NA | Electrical | LT | LT Panel | NA | Non-Critical | MATA SUNDARI BPS_LT_17 | - | - | 0 | - | Active | - | - | - | -
2759 | DJB_Package 04 | WAZIRABAD WTP | NA | INSTRUMENTATION | ULTRASONIC LEVEL TRANSMITTER | ULTRASONIC LEVEL TRANSMITTER-01 | NA | Non-Critical | RAMLEELA -1_PH-1_ULT_108 | - | - | 0 | - | Active | - | - | - | -
2760 | DJB_Package 04 | WAZIRABAD WTP | NA | Mechanical | SLUICE VALVE | INLET SLUICE VALVE | NA | Non-Critical | MATA SUNDARI BPS_INLET_SV_02_08 | - | - | 0 | - | Active | - | - | - | -
2761 | DJB_Package 04 | WAZIRABAD WTP | NA | Electrical | FAN | EXHAUST FAN-8 | NA | Non-Critical | RAMLEELA PH-1_E-FAN-8_9 | - | - | 0 | - | Active | - | - | - | -
2762 | DJB_Package 04 | WAZIRABAD WTP | Kirloskar | Mechanical | SLUICE VALVE | INLET SLUICE VALVE TO UGR-5 | NA | Non-Critical | PAHADI IMLI NEW_INLET_SV-5_14 | - | - | 0 | - | Active | - | - | - | -
2763 | DJB_Package 04 | WAZIRABAD WTP | Kirloskar | Mechanical | BOOSTER PUMP | BOOSTER PUMP-01 | NA | Non-Critical | SUBHASH PARK PH-2 METRO_BP-01_48 | - | - | 0 | - | Active | - | - | - | -
2764 | DJB_Package 04 | WAZIRABAD WTP | Kirloskar | Mechanical | BOOSTER PUMP | BOOSTER PUMP-01 | NA | Non-Critical | DUZANA HOUSE_BP-01_2 | - | - | 0 | - | Active | - | - | - | -
2765 | DJB_Package 04 | WAZIRABAD WTP | NA | Electrical | LT | INTELLIGENCE PF CONTROLLER | NA | Non-Critical | RAMLEELA_1 PH_3_IPFC_72 | - | - | 0 | - | Active | - | - | - | -
2766 | DJB_Package 04 | WAZIRABAD WTP | SCHNEIDER | Electrical | LT | SOFT STARTER-2 | NA | Non-Critical | RAMLEELA_2 PH_1_SOFT STARTER-02_44 | - | - | 0 | - | Active | - | - | - | -
2767 | DJB_Package 04 | WAZIRABAD WTP | Kirloskar | Mechanical | SLUICE VALVE | INLET SLUICE VALVE TO UGR-1 | NA | Non-Critical | PAHADI IMLI OLD_INLET_SV-01_6 | - | - | 0 | - | Active | - | - | - | -
2768 | DJB_Package 04 | WAZIRABAD WTP | NA | Electrical | FAN | EXHAUST FAN | NA | Non-Critical | BARSHABULLA_E-FAN_02 | - | - | 0 | - | Active | - | - | - | -
2769 | DJB_Package 04 | WAZIRABAD WTP | Kirloskar | Mechanical | BOOSTER PUMP | BOOSTER PUMP-4 | NA | Non-Critical | PAHADI IMILI NEW_BP-4_7 | - | - | 0 | - | Active | - | - | - | -
2770 | DJB_Package 04 | WAZIRABAD WTP | Kirloskar | Mechanical | SLUICE VALVE | DISCHARGE SLUICE VALVE-01 | NA | Non-Critical | RAMLEELA_1 PH_4 DV-1_96 | - | - | 0 | - | Active | - | - | - | -
2771 | DJB_Package 04 | WAZIRABAD WTP | SCHNEIDER | Electrical | LT | SOFT STARTER-1 | NA | Non-Critical | RAMLEELA_2 PH_1_SOFT STARTER-01_43 | - | - | 0 | - | Active | - | - | - | -
2772 | DJB_Package 04 | WAZIRABAD WTP | Kirloskar | Mechanical | SLUICE VALVE | DISCHARGE SLUICE VALVE-02 | NA | Non-Critical | PAHADI BHOJLA_BP-02_DV-02_8 | - | - | 0 | - | Active | - | - | - | -
2773 | DJB_Package 04 | WAZIRABAD WTP | Kirloskar | Mechanical | SLUICE VALVE | INLET SLUICE VALVE TO UGR 4 | NA | Non-Critical | SUBHASH PARK NEW_INLET_SV-4_73 | - | - | 0 | - | Active | - | - | - | -
2774 | DJB_Package 04 | WAZIRABAD WTP | NA | Electrical | FAN | EXHAUST FAN-4 | NA | Non-Critical | RAMLEELA PH-1_E-FAN-4_5 | - | - | 0 | - | Active | - | - | - | -
2775 | DJB_Package 04 | WAZIRABAD WTP | Kirloskar | Mechanical | SLUICE VALVE | INLET SLUICE VALVE-01 | NA | Non-Critical | RAMLEELA_1 PH_3_INLET_SV_01_77 | - | - | 0 | - | Active | - | - | - | -
2776 | DJB_Package 04 | WAZIRABAD WTP | NA | INSTRUMENTATION | PRESSURE GAUGE | PRESSURE GAUGE-08 | NA | Non-Critical | SUBHASH PARK OLD_PG-08_116 | - | - | 0 | - | Active | - | - | - | -
2777 | DJB_Package 04 | WAZIRABAD WTP | - | CIVIL | - | ROOM | PUMP HOUSE ROOM | Non-Critical | BARSABULLA_PH-01_17 | - | - | 0 | - | Active | - | - | - | -
2778 | DJB_Package 04 | WAZIRABAD WTP | KIRLOSKAR,CG | Mechanical | BOOSTER PUMP | BOOSTER PUMP-01 | NA | Non-Critical | SUBHASH PARK NEW_BP-01_66 | - | - | 0 | - | Active | - | - | - | -
2779 | DJB_Package 04 | WAZIRABAD WTP | Kirloskar | Mechanical | SLUICE VALVE | DISCHARGE SLUICE VALVE-05 | NA | Non-Critical | RAMLEELA -1_PH-1_BP_05_DV_05_34 | - | - | 0 | - | Active | - | - | - | -
2780 | DJB_Package 04 | WAZIRABAD WTP | Kirloskar | Mechanical | SLUICE VALVE | DISCHARGE SLUICE VALVE-01 | NA | Non-Critical | RAMLEELA -1_PH-1_BP_01_DV_01_30 | - | - | 0 | - | Active | - | - | - | -
2781 | DJB_Package 04 | WAZIRABAD WTP | MEI | Electrical | LT | STAR DELTA STARTER-02 | NA | Non-Critical | SUBHASH PARK PH-2 METRO_BP-02_S/D-02_63 | - | - | 0 | - | Active | - | - | - | -
2782 | DJB_Package 04 | WAZIRABAD WTP | NA | INSTRUMENTATION | PRESSURE GUAGE | PRESSURE GUAGE-02 | NA | Non-Critical | MATA SUNDARI BPS_PG_02_23 | - | - | 0 | - | Active | - | - | - | -
2783 | DJB_Package 04 | WAZIRABAD WTP | KIRLOSKAR, BHARAT BIJLEE | Mechanical | BOOSTER PUMP | BOOSTER PUMP-1 | NA | Non-Critical | RAMLEELA_1 PH_3_BP_1_73 | - | - | 0 | - | Active | - | - | - | -
2784 | DJB_Package 04 | WAZIRABAD WTP | NA | Electrical | LT | MOTORISED LIQUID ROTOR STARTER -6 | NA | Non-Critical | RAMLEELA -1_PH-2_LRS_6_65 | - | - | 0 | - | Active | - | - | - | -
2785 | DJB_Package 04 | WAZIRABAD WTP | - | NA | - | CIVIL | TOILET | Non-Critical | RAMLEELA_1 PH-2_TOILET_126 | - | - | 0 | - | Active | - | - | - | -
2786 | DJB_Package 04 | WAZIRABAD WTP | NA | Electrical | LT | SOFT STARTER-1 | NA | Non-Critical | RAMLEELA_1 PH_3_BP_01_SOFT STARTER_01_85 | - | - | 0 | - | Active | - | - | - | -
2787 | DJB_Package 04 | WAZIRABAD WTP | Kirloskar | Mechanical | SLUICE VALVE | INLET SLUICE VALVE TO UGR 2 | NA | Non-Critical | SUBHASH PARK OLD_INLET_SV-2_96 | - | - | 0 | - | Active | - | - | - | -
2788 | DJB_Package 04 | WAZIRABAD WTP | NA | Electrical | LT | MOTORISED LIQUID ROTOR STARTER-3 | NA | Non-Critical | RAMLEELA -1_PH-1_MOTOR_LRS_3_41 | - | - | 0 | - | Active | - | - | - | -
2789 | DJB_Package 04 | WAZIRABAD WTP | KIRLOSKAR, CROMPTON GREEVES | Mechanical | BOOSTER PUMP | BOOSTER PUMP-01 | NA | Non-Critical | SUBHASH PARK PH-1_BP-01_15 | - | - | 0 | - | Active | - | - | - | -
2790 | DJB_Package 04 | WAZIRABAD WTP | KIRLOSKAR, BENTEK | Mechanical | LT | BOOSTER PUMP-1 | NA | Non-Critical | BARSHABULLA_BP_01_04 | - | - | 0 | - | Active | - | - | - | -
2791 | DJB_Package 04 | WAZIRABAD WTP | Kirloskar | Mechanical | SLUICE VALVE | INLET SLUICE VALVE TO UGR-4 | NA | Non-Critical | PAHADI IMLI NEW_INLET_SV-4_13 | - | - | 0 | - | Active | - | - | - | -
2792 | DJB_Package 04 | WAZIRABAD WTP | Kirloskar | Mechanical | SLUICE VALVE | INLET SLUICE VALVE TO UGR-2 | NA | Non-Critical | DUZANA HOUSE_INLET_SV-2_5 | - | - | 0 | - | Active | - | - | - | -
2793 | DJB_Package 04 | WAZIRABAD WTP | Kirloskar | Mechanical | SLUICE VALVE | INLET SLUICE VALVE TO UGR-2 | NA | Non-Critical | PAHADI BHOJLA_INLET_SV-02_6 | - | - | 0 | - | Active | - | - | - | -
2794 | DJB_Package 04 | WAZIRABAD WTP | Kirloskar | Mechanical | NRV | NRV-01 | NA | Non-Critical | RAMLEELA -1_PH-2_BP_01_NRV-01_56 | - | - | 0 | - | Active | - | - | - | -
2795 | DJB_Package 04 | CHANDRAWAL WTP | NA | Electrical | LT | Transformer | NA | Non-Critical | NAYA BAZAR _TRANS_17 | - | - | 0 | - | Active | - | - | - | -
2796 | DJB_Package 04 | WAZIRABAD WTP | NA | INSTRUMENTATION | PRESSURE GUAGE | PRESSURE GUAGE-01 | NA | Non-Critical | RAMLEELA-1 PH-3_PG-01_115 | - | - | 0 | - | Active | - | - | - | -
2797 | DJB_Package 04 | WAZIRABAD WTP | NA | INSTRUMENTATION | PRESSURE GAUGE | PRESSURE GAUGE-07 | NA | Non-Critical | SUBHASH PARK NEW_PG-07_115 | - | - | 0 | - | Active | - | - | - | -
2798 | DJB_Package 04 | WAZIRABAD WTP | NA | Electrical | LT | RTU/PLC CONTROL PANEL | NA | Non-Critical | RAMLEELA -2_PH-2_RTU/PLC CONTROL PANEL_60 | - | - | 0 | - | Active | - | - | - | -
2799 | DJB_Package 04 | WAZIRABAD WTP | AUMA | Electrical | LT | ACTUATOR-3 | NA | Non-Critical | RAMLEELA_2 PH_1 ACTUATOR-3_32 | - | - | 0 | - | Active | - | - | - | -
2800 | DJB_Package 04 | WAZIRABAD WTP | NA | Mechanical | SLUICE VALVE | INLET SLUICE VALVE | NA | Non-Critical | MATA SUNDARI BPS_INLET_SV_01_07 | - | - | 0 | - | Active | - | - | - | -
2801 | DJB_Package 04 | WAZIRABAD WTP | NA | Mechanical | BOOSTER PUMP | BOOSTER PUMP-02 | NA | Non-Critical | SUBHASH PARK OLD_BP-02_92 | - | - | 0 | - | Active | - | - | - | -
2802 | DJB_Package 04 | WAZIRABAD WTP | NA | Electrical | LT | RTU/PLC CONTROL PANEL (HT & LT PANEL)-1 | NA | Non-Critical | RAMLEELA -1_PH-1_RTU/PLC CONTROL PANEL_1_45 | - | - | 0 | - | Active | - | - | - | -
2803 | DJB_Package 04 | WAZIRABAD WTP | Kirloskar | Mechanical | SLUICE VALVE | INLET SLUICE VALVE TO UGR-1 | NA | Non-Critical | PAHADI IMLI NEW_INLET_SV-1_10 | - | - | 0 | - | Active | - | - | - | -
2804 | DJB_Package 04 | WAZIRABAD WTP | KIRLOSKAR,ABB | Mechanical | BOOSTER PUMP | BOOSTER PUMP-04 | NA | Non-Critical | SUBHASH PARK NEW_BP-04_69 | - | - | 0 | - | Active | - | - | - | -
2805 | DJB_Package 04 | WAZIRABAD WTP | Kirloskar | Mechanical | BOOSTER PUMP | BOOSTER PUMP-2 | NA | Non-Critical | RAMLEELA_2 PH_2_BP-2_50 | - | - | 0 | - | Active | - | - | - | -
2806 | DJB_Package 04 | WAZIRABAD WTP | - | NA | - | CIVIL | DEAD PUMP HOUSE | Non-Critical | RAMLEELA_1 PH-2_DEAD_PUMP_HOUSE_125 | - | - | 0 | - | Active | - | - | - | -
2807 | DJB_Package 04 | WAZIRABAD WTP | Kirloskar | Mechanical | SLUICE VALVE | DISCHARGE SLUICE VALVE-01 | NA | Non-Critical | PAHADI BHOJLA_BP-01_DV-01_7 | - | - | 0 | - | Active | - | - | - | -
2808 | DJB_Package 04 | WAZIRABAD WTP | MEI | Electrical | LT | STAR DELTA STARTER-04 | NA | Non-Critical | SUBHASH PARK PH-1_BP-04_S/D-04_44 | - | - | 0 | - | Active | - | - | - | -
2809 | DJB_Package 04 | WAZIRABAD WTP | - | NA | - | CIVIL | ROOM | Non-Critical | RAMLEELA_1 PH-3_PH_ROOM_129 | - | - | 0 | - | Active | - | - | - | -
2810 | DJB_Package 04 | WAZIRABAD WTP | Kirloskar | Mechanical | BOOSTER PUMP | BOOSTER PUMP-2 | NA | Non-Critical | RAMLEELA_2 PH-1_BP-02_8 | - | - | 0 | - | Active | - | - | - | -
2811 | DJB_Package 04 | WAZIRABAD WTP | NA | Electrical | LT | APFC PANEL-2 | NA | Non-Critical | RAMLEELA_2 PH_1 APFC-2_38 | - | - | 0 | - | Active | - | - | - | -
2812 | DJB_Package 04 | WAZIRABAD WTP | - | NA | - | CIVIL | ROOM | Non-Critical | RAMLEELA_1 PH-2_PH_ROOM_124 | - | - | 0 | - | Active | - | - | - | -
2813 | DJB_Package 04 | WAZIRABAD WTP | Kirloskar | Mechanical | SLUICE VALVE | INLET SLUICE VALVE TO UGR-1 | NA | Non-Critical | RAMLEELA_2 PH_2 INLET_SV-1_53 | - | - | 0 | - | Active | - | - | - | -
2814 | DJB_Package 04 | WAZIRABAD WTP | NA | Electrical | LT | RTU/PLC CONTROL PANEL(HT & LT PANEL)-1 | NA | Non-Critical | RAMLEELA_1 PH-4_RTU/PLC_CONTROL_PANEL_1_99 | - | - | 0 | - | Active | - | - | - | -
2815 | DJB_Package 04 | WAZIRABAD WTP | Kirloskar | Mechanical | SLUICE VALVE | DISCHARGE SLUICE VALVE-01 | NA | Non-Critical | JAMA MASJID PS_BP_01_DV_01_09 | - | - | 0 | - | Active | - | - | - | -
2816 | DJB_Package 04 | WAZIRABAD WTP | - | NA | - | CIVIL | UGR | Non-Critical | RAMLEELA_1 PH-1_UGR-1_117 | - | - | 0 | - | Active | - | - | - | -
2817 | DJB_Package 04 | WAZIRABAD WTP | FLOW MORE KIRLOSKAR ELECTRIC | Mechanical | BOOSTER PUMP | BOOSTER PUMP-3 | NA | Non-Critical | RAMLEELA -1_PH-1_BP-3_13 | - | - | 0 | - | Active | - | - | - | -
2818 | DJB_Package 04 | WAZIRABAD WTP | - | NA | - | CIVIL | UGR | Non-Critical | RAMLEELA_1 PH-2_UGR-2_123 | - | - | 0 | - | Active | - | - | - | -
2819 | DJB_Package 04 | WAZIRABAD WTP | NA | Electrical | LT | RTU/PLC CONTROL PANEL(HT & LT PANEL)-1 | NA | Non-Critical | RAMLEELA -1_PH-3_RTU/PLC CONTROL PANEL_1_83 | - | - | 0 | - | Active | - | - | - | -
2820 | DJB_Package 04 | WAZIRABAD WTP | Kirloskar | Mechanical | END SUCTION CHARGING PUMP | END- SUCTION CHARGING PUMP-1 | NA | Non-Critical | RAMLEELA_1 PH_4 ESCP-1_92 | - | - | 0 | - | Active | - | - | - | -
2821 | DJB_Package 04 | WAZIRABAD WTP | - | NA | - | CIVIL | DEAD PUMP HOUSE | Non-Critical | RAMLEELA_1 PH-3_DEAD_PUMP_HOUSE_130 | - | - | 0 | - | Active | - | - | - | -
2822 | DJB_Package 04 | WAZIRABAD WTP | Kirloskar | Mechanical | SLUICE VALVE | INLET SLUICE VALVE | NA | Non-Critical | SUBHASH PARK PH-1_INLET_SV-4_23 | - | - | 0 | - | Active | - | - | - | -
2823 | DJB_Package 04 | WAZIRABAD WTP | NA | Electrical | LT | TRANSFORMER-1 | NA | Non-Critical | SUBHASH PARK OLD_TRANS-1_103 | - | - | 0 | - | Active | - | - | - | -
2824 | DJB_Package 04 | WAZIRABAD WTP | - | NA | - | CIVIL | ROOM | Non-Critical | RAMLEELA_1 PH-1_PH_ROOM_119 | - | - | 0 | - | Active | - | - | - | -
2825 | DJB_Package 04 | WAZIRABAD WTP | Havells | Electrical | LT | MCCB | NA | Non-Critical | JAMA MASJID PS_LT_MCCB_01 | - | - | 0 | - | Active | - | - | - | -
2826 | DJB_Package 04 | WAZIRABAD WTP | NA | INSTRUMENTATION | ULTRASONIC LEVEL TRANSMITTER | ULTRASONIC LEVEL TRANSMITTER | NA | Non-Critical | DUZANA HOUSE_ULT_14 | - | - | 0 | - | Active | - | - | - | -
2827 | DJB_Package 04 | WAZIRABAD WTP | NA | Mechanical | SLUICE VALVE | MAIN HEADER SLUICE VALVE | NA | Non-Critical | MATA SUNDARI BPS_MAIN HEADER_SV_16 | - | - | 0 | - | Active | - | - | - | -
2828 | DJB_Package 04 | WAZIRABAD WTP | - | CIVIL | - | ROOM | PUMP HOUSE ROOM | Non-Critical | PAHADI BHOJLA_PH_ROOM_13 | - | - | 0 | - | Active | - | - | - | -
2829 | DJB_Package 04 | WAZIRABAD WTP | Kirloskar | Mechanical | SLUICE VALVE | INLET SLUICE VALVE-04 | NA | Non-Critical | RAMLEELA -1_PH-1_INLET_SV_04_21 | - | - | 0 | - | Active | - | - | - | -
2830 | DJB_Package 04 | WAZIRABAD WTP | MEI | Electrical | LT | STAR DELTA STARTER-05 | NA | Non-Critical | SUBHASH PARK PH-1_BP-05_S/D-05_45 | - | - | 0 | - | Active | - | - | - | -
2831 | DJB_Package 04 | WAZIRABAD WTP | NA | INSTRUMENTATION | ELECTROMAGNETIC FLOW METER | ELECTROMAGNETIC FLOW METER-2 | NA | Non-Critical | RAMLEELA -1_PH-1_EMF-2_110 | - | - | 0 | - | Active | - | - | - | -
2832 | DJB_Package 04 | WAZIRABAD WTP | - | CIVIL | - | TOILET | NA | Non-Critical | SUBHASH PARK PH-2 METRO_TOILET_121 | - | - | 0 | - | Active | - | - | - | -
2833 | DJB_Package 04 | CHANDRAWAL WTP | - | CIVIL | - | ROOM | PUMP HOUSE ROOM | Non-Critical | NAYA BAZAR_PH-01_24 | - | - | 0 | - | Active | - | - | - | -
2834 | DJB_Package 04 | CHANDRAWAL WTP | NA | Electrical | LT | SOFT STARTER-02 | NA | Non-Critical | NAYA BAZAR__BP_02_SOFT STARTER_02_19 | - | - | 0 | - | Active | - | - | - | -
2835 | DJB_Package 04 | WAZIRABAD WTP | Kirloskar | Mechanical | BOOSTER PUMP | BOOSTER PUMP-4 | NA | Non-Critical | RAMLEELA_2 PH-1_BP-04_10 | - | - | 0 | - | Active | - | - | - | -
2836 | DJB_Package 04 | WAZIRABAD WTP | Kirloskar | Mechanical | SLUICE VALVE | MAIN HEADER SLUICE VALVE | NA | Non-Critical | RAMLEELA_1 PH_3 MAIN HEADER_SV_82 | - | - | 0 | - | Active | - | - | - | -
2837 | DJB_Package 04 | WAZIRABAD WTP | - | NA | - | CIVIL | ROOM | Non-Critical | PAHADI IMLI NEW_PH_ROOM_32 | - | - | 0 | - | Active | - | - | - | -
2838 | DJB_Package 04 | WAZIRABAD WTP | Kirloskar | Mechanical | SLUICE VALVE | DISCHARGE SLUICE VALVE-03 | NA | Non-Critical | PAHADI IMLI NEW_BP-03_DV-3_20 | - | - | 0 | - | Active | - | - | - | -
2839 | DJB_Package 04 | WAZIRABAD WTP | NA | Electrical | LT | LT Panel | NA | Non-Critical | PAHADI IMLI OLD_LT_PANEL_13 | - | - | 0 | - | Active | - | - | - | -
2840 | DJB_Package 04 | WAZIRABAD WTP | - | NA | - | CIVIL | DEAD PUMP HOUSE | Non-Critical | RAMLEELA_1 PH-1_DEAD_PUMP_HOUSE_120 | - | - | 0 | - | Active | - | - | - | -
2841 | DJB_Package 04 | WAZIRABAD WTP | NA | Mechanical | SLUICE VALVE | MAIN HEADER SLUICE VALVE | NA | Non-Critical | PAHADI IMLI OLD_MAIN_HEADER_SV_12 | - | - | 0 | - | Active | - | - | - | -
2842 | DJB_Package 04 | WAZIRABAD WTP | Kirloskar | Mechanical | LT | BOOSTER PUMP-01 | NA | Non-Critical | MATA SUNDARI BPS_BP_01_04 | - | - | 0 | - | Active | - | - | - | -
2843 | DJB_Package 04 | WAZIRABAD WTP | - | CIVIL | - | TOILET | NA | Non-Critical | SUBHASH PARK NEW_TOILET_123 | - | - | 0 | - | Active | - | - | - | -
2844 | DJB_Package 04 | WAZIRABAD WTP | - | CIVIL | - | ROOM | PUMP HOUSE ROOM | Non-Critical | PAHADI IMLI OLD_PH_ROOM_17 | - | - | 0 | - | Active | - | - | - | -
2845 | DJB_Package 04 | WAZIRABAD WTP | NA | Electrical | LT | MCCB | NA | Non-Critical | PAHADI IMLI OLD_LT_MCCB_1 | - | - | 0 | - | Active | - | - | - | -
2846 | DJB_Package 04 | WAZIRABAD WTP | NA | Electrical | EOT | EOT | NA | Non-Critical | RAMLEELA-1 PH-3_EOT_106 | - | - | 0 | - | Active | - | - | - | -
2847 | DJB_Package 04 | WAZIRABAD WTP | NA | Electrical | LT | MOTORISED LIQUID ROTOR STARTER-4 | NA | Non-Critical | RAMLEELA -1_PH-1_MOTOR_LRS_4_42 | - | - | 0 | - | Active | - | - | - | -
2848 | DJB_Package 04 | WAZIRABAD WTP | - | NA | - | CIVIL | DEAD PUMP HOUSE | Non-Critical | RAMLEELA_1 PH-4_DEAD_PUMP_HOUSE_135 | - | - | 0 | - | Active | - | - | - | -
2849 | DJB_Package 04 | WAZIRABAD WTP | AUMA | Electrical | LT | ACTUATOR-1 | NA | Non-Critical | RAMLEELA_2 PH_1 ACTUATOR-1_30 | - | - | 0 | - | Active | - | - | - | -
2850 | DJB_Package 04 | WAZIRABAD WTP | Kirloskar | Mechanical | SLUICE VALVE | INLET SLUICE VALVE TO UGR-3 | NA | Non-Critical | PAHADI IMLI NEW_INLET_SV-3_12 | - | - | 0 | - | Active | - | - | - | -
2851 | DJB_Package 04 | WAZIRABAD WTP | NA | Electrical | LT | LT Panel | NA | Non-Critical | DUZANA HOUSE_LT_PANEL_10 | - | - | 0 | - | Active | - | - | - | -
2852 | DJB_Package 04 | WAZIRABAD WTP | IVC | Mechanical | NRV | NRV-02 | NA | Non-Critical | MATA SUNDARI BPS_BP_02_NRV_01_11 | - | - | 0 | - | Active | - | - | - | -
2853 | DJB_Package 04 | WAZIRABAD WTP | Kirloskar | Mechanical | SLUICE VALVE | DISCHARGE SLUICE VALVE-02 | NA | Non-Critical | PAHADI IMLI NEW_BP-02_DV-2_19 | - | - | 0 | - | Active | - | - | - | -
2854 | DJB_Package 04 | WAZIRABAD WTP | NA | Mechanical | BOOSTER PUMP | BOOSTER PUMP-01 | NA | Non-Critical | SUBHASH PARK OLD_BP-01_91 | - | - | 0 | - | Active | - | - | - | -
2855 | DJB_Package 04 | WAZIRABAD WTP | NA | INSTRUMENTATION | PRESSURE GUAGE | PRESSURE GUAGE-01 | NA | Non-Critical | RAMLEELA-1 PH-4_PG-01_116 | - | - | 0 | - | Active | - | - | - | -
2856 | DJB_Package 04 | WAZIRABAD WTP | Kirloskar | Mechanical | LT | CHARGING PUMP-2 | NA | Non-Critical | RAMLEELA-2_PH-2_CP_2_53 | - | - | 0 | - | Active | - | - | - | -
2857 | DJB_Package 04 | WAZIRABAD WTP | NA | Electrical | LT | MCCB | NA | Non-Critical | PAHADI IMLI NEW_LT_MCCB_1 | - | - | 0 | - | Active | - | - | - | -
2858 | DJB_Package 04 | WAZIRABAD WTP | NA | INSTRUMENTATION | ULTRASONIC LEVEL TRANSMITTER | ULTRASONIC LEVEL TRANSMITTER-01 | NA | Non-Critical | RAMLEELA-1 PH-3_ULT-01_114 | - | - | 0 | - | Active | - | - | - | -
2859 | DJB_Package 04 | WAZIRABAD WTP | Kirloskar | Mechanical | SLUICE VALVE | DISCHARGE SLUICE VALVE-03 | NA | Non-Critical | MATA SUNDARI BPS_BP_03_DV_01_15 | - | - | 0 | - | Active | - | - | - | -
2860 | DJB_Package 04 | CHANDRAWAL WTP | Kirloskar | Mechanical | LT | BOOSTER PUMP-04 | NA | Non-Critical | NAYA BAZAR _BP_04_07 | - | - | 0 | - | Active | - | - | - | -
2861 | DJB_Package 04 | WAZIRABAD WTP | Kirloskar | Mechanical | NRV | NRV-3 | NA | Non-Critical | RAMLEELA_2 PH_1_BP-03_NRV-3_19 | - | - | 0 | - | Active | - | - | - | -
2862 | DJB_Package 04 | WAZIRABAD WTP | Kirloskar | Mechanical | NRV | NRV-01 | NA | Non-Critical | BARSHABULLA_BP_01_NRV_01_08 | - | - | 0 | - | Active | - | - | - | -
2863 | DJB_Package 04 | WAZIRABAD WTP | KIRLOSKAR,CG | Mechanical | BOOSTER PUMP | BOOSTER PUMP-02 | NA | Non-Critical | SUBHASH PARK NEW_BP-02_67 | - | - | 0 | - | Active | - | - | - | -
2864 | DJB_Package 04 | WAZIRABAD WTP | Kirloskar | Mechanical | LT | CHARGING PUMP-1 | NA | Non-Critical | RAMLEELA-2_PH-2_CP_1_52 | - | - | 0 | - | Active | - | - | - | -
2865 | DJB_Package 04 | WAZIRABAD WTP | KIRLOSKAR, BHARAT BIJLEE | Mechanical | BOOSTER PUMP | BOOSTER PUMP-03 | NA | Non-Critical | SUBHASH PARK PH-1_BP-03_17 | - | - | 0 | - | Active | - | - | - | -
2866 | DJB_Package 04 | WAZIRABAD WTP | - | NA | - | CIVIL | TOILET | Non-Critical | RAMLEELA_1 PH-4_TOILET_136 | - | - | 0 | - | Active | - | - | - | -
2867 | DJB_Package 04 | CHANDRAWAL WTP | Kirloskar | Mechanical | NRV | NRV-01 | NA | Non-Critical | NAYA BAZAR _BP_01_NRV_01_10 | - | - | 0 | - | Active | - | - | - | -
2868 | DJB_Package 04 | WAZIRABAD WTP | Kirloskar | Mechanical | NRV | NRV-2 | NA | Non-Critical | RAMLEELA_2 PH_2_BP-02_NRV-2_56 | - | - | 0 | - | Active | - | - | - | -
2869 | DJB_Package 04 | WAZIRABAD WTP | NA | Electrical | FAN | EXHAUST FAN-01 | NA | Non-Critical | SUBHASH PARK PH-1_E-FAN-1_2 | - | - | 0 | - | Active | - | - | - | -
2870 | DJB_Package 04 | WAZIRABAD WTP | NA | Electrical | LT | TRANSFORMER-2 | NA | Non-Critical | SUBHASH PARK PH-2 METRO_TRANS-2_60 | - | - | 0 | - | Active | - | - | - | -
2871 | DJB_Package 04 | WAZIRABAD WTP | C&S | Electrical | LT | change over Switch | NA | Non-Critical | MATA SUNDARI BPS_CHANGE OVER SWITCH_18 | - | - | 0 | - | Active | - | - | - | -
2872 | DJB_Package 04 | WAZIRABAD WTP | Kirloskar | Mechanical | BOOSTER PUMP | BOOSTER PUMP-3 | NA | Non-Critical | RAMLEELA_2 PH-1_BP-03_9 | - | - | 0 | - | Active | - | - | - | -
2873 | DJB_Package 04 | CHANDRAWAL WTP | NA | Electrical | LT | SOFT STARTER-03 | NA | Non-Critical | NAYA BAZAR__BP_03_SOFT STARTER_03_20 | - | - | 0 | - | Active | - | - | - | -
2874 | DJB_Package 04 | WAZIRABAD WTP | NA | INSTRUMENTATION | PRESSURE GUAGE | PRESSURE GUAGE-1 | NA | Non-Critical | RAMLEELA -1_PH-2_PG-1_112 | - | - | 0 | - | Active | - | - | - | -
2875 | DJB_Package 04 | WAZIRABAD WTP | Kirloskar | Mechanical | SLUICE VALVE | INLET SLUICE VALVE TO UGR 1 | NA | Non-Critical | SUBHASH PARK NEW_INLET_SV-1_70 | - | - | 0 | - | Active | - | - | - | -
2876 | DJB_Package 04 | WAZIRABAD WTP | Kirloskar | Mechanical | SLUICE VALVE | INLET SLUICE VALVE TO UGR 2 | NA | Non-Critical | SUBHASH PARK PH-2 METRO_INLET_SV-2_53 | - | - | 0 | - | Active | - | - | - | -
2877 | DJB_Package 04 | WAZIRABAD WTP | Kirloskar | Mechanical | BOOSTER PUMP | BOOSTER PUMP-1 | NA | Non-Critical | RAMLEELA_2 PH_2_BP-1_49 | - | - | 0 | - | Active | - | - | - | -
2878 | DJB_Package 04 | WAZIRABAD WTP | NA | Electrical | FAN | EXHAUST FAN-01 | NA | Non-Critical | JAMA MASJID PS_LT_E-FAN_02 | - | - | 0 | - | Active | - | - | - | -
2879 | DJB_Package 04 | WAZIRABAD WTP | Kirloskar | Mechanical | NRV | NRV-03 | NA | Non-Critical | RAMLEELA -1_PH-1_BP_03_NRV_03_26 | - | - | 0 | - | Active | - | - | - | -
2880 | DJB_Package 04 | WAZIRABAD WTP | Kirloskar | Mechanical | SLUICE VALVE | DISCHARGE SLUICE VALVE-02 | NA | Non-Critical | RAMLEELA -1_PH-1_BP_02_DV_02_31 | - | - | 0 | - | Active | - | - | - | -
2881 | DJB_Package 04 | WAZIRABAD WTP | L&T | Electrical | LT | MCCB | NA | Non-Critical | MATA SUNDARI BPS_MCCB_01 | - | - | 0 | - | Active | - | - | - | -
2882 | DJB_Package 04 | WAZIRABAD WTP | NA | Electrical | LT | STAR DELTA STARTER-04 | NA | Non-Critical | PAHADI IMLI NEW_BP-04_S/D-04_28 | - | - | 0 | - | Active | - | - | - | -
2883 | DJB_Package 04 | CHANDRAWAL WTP | NA | INSTRUMENTATION | PRESSURE GAUGE | PRESSURE GAUGE-2 | NA | Non-Critical | NAYA BAZAR_OUTLET_PG-02_19 | - | - | 0 | - | Active | - | - | - | -
2884 | DJB_Package 04 | WAZIRABAD WTP | NA | Electrical | FAN | EXHAUST FAN-11 | NA | Non-Critical | SUBHASH PARK PH-1_E-FAN-11_12 | - | - | 0 | - | Active | - | - | - | -
2885 | DJB_Package 04 | WAZIRABAD WTP | NA | Mechanical | MAIN HEADER | MAIN HEADER | NA | Non-Critical | SUBHASH PARK OLD_MAIN HEADER_101 | - | - | 0 | - | Active | - | - | - | -
2886 | DJB_Package 04 | CHANDRAWAL WTP | Kirloskar | Mechanical | SLUICE VALVE | DISCHARGE SLUICE VALVE-01 | NA | Non-Critical | NAYA BAZAR _BP_01_DV_01_14 | - | - | 0 | - | Active | - | - | - | -
2887 | DJB_Package 04 | WAZIRABAD WTP | NA | Mechanical | SLUICE VALVE | MAIN HEADER VALVE | NA | Non-Critical | RAMLEELA_2 PH_1_MAIN HEADER_SV_27 | - | - | 0 | - | Active | - | - | - | -
2888 | DJB_Package 04 | CHANDRAWAL WTP | NA | INSTRUMENTATION | PRESSURE GAUGE | PRESSURE GAUGE-1 | NA | Non-Critical | NAYA BAZAR_INLET_PG-01_18 | - | - | 0 | - | Active | - | - | - | -
2889 | DJB_Package 04 | WAZIRABAD WTP | SCHNEIDER | Electrical | LT | SOFT STARTER-3 | NA | Non-Critical | RAMLEELA_2 PH_1_SOFT STARTER-03_45 | - | - | 0 | - | Active | - | - | - | -
2890 | DJB_Package 04 | WAZIRABAD WTP | NA | Electrical | LT | TRANSFORMER-1 | NA | Non-Critical | RAMLEELA_2 PH_1 TRANS-1_35 | - | - | 0 | - | Active | - | - | - | -
2891 | DJB_Package 04 | WAZIRABAD WTP | NA | Electrical | FAN | EXHAUST FAN-03 | NA | Non-Critical | SUBHASH PARK PH-1_E-FAN-3_4 | - | - | 0 | - | Active | - | - | - | -
2892 | DJB_Package 04 | WAZIRABAD WTP | NA | INSTRUMENTATION | PRESSURE GAUGE | PRESSURE GAUGE-01 | NA | Non-Critical | BARSABULLA_PG-01_14 | - | - | 0 | - | Active | - | - | - | -
2893 | DJB_Package 04 | WAZIRABAD WTP | Kirloskar | Mechanical | LT | END SUCTION CHARGING PUMP-2 | NA | Non-Critical | SUBHASH PARK PH-2 METRO_E-SCP-2_51 | - | - | 0 | - | Active | - | - | - | -
2894 | DJB_Package 04 | WAZIRABAD WTP | Kirloskar | Mechanical | SLUICE VALVE | DISCHARGE SLUICE VALVE-01 | NA | Non-Critical | MATA SUNDARI BPS_BP_01_DV_01_13 | - | - | 0 | - | Active | - | - | - | -
2895 | DJB_Package 04 | CHANDRAWAL WTP | Kirloskar | Mechanical | SLUICE VALVE | DISCHARGE SLUICE VALVE-02 | NA | Non-Critical | NAYA BAZAR _BP_02_DV_02_15 | - | - | 0 | - | Active | - | - | - | -
2896 | DJB_Package 04 | WAZIRABAD WTP | NA | Electrical | LT | RTU/PLC CONTROL PANEL(HT & LT PANEL)-2 | NA | Non-Critical | RAMLEELA_1 PH-4_RTU/PLC_CONTROL_PANEL_2_100 | - | - | 0 | - | Active | - | - | - | -
2897 | DJB_Package 04 | WAZIRABAD WTP | Kirloskar | Mechanical | SLUICE VALVE | INLET SLUICE VALVE TO UGR-5 | NA | Non-Critical | RAMLEELA_2 PH_1_INLET_SV-5_16 | - | - | 0 | - | Active | - | - | - | -
2898 | DJB_Package 04 | WAZIRABAD WTP | Kirloskar | Mechanical | SLUICE VALVE | INLET SLUICE VALVE TO UGR-6 | NA | Non-Critical | PAHADI IMLI NEW_INLET_SV-6_15 | - | - | 0 | - | Active | - | - | - | -
2899 | DJB_Package 04 | WAZIRABAD WTP | NA | Electrical | LT | STAR DELTA STARTER-01 | NA | Non-Critical | SUBHASH PARK NEW_BP-01_S/D-01_85 | - | - | 0 | - | Active | - | - | - | -
2900 | DJB_Package 04 | WAZIRABAD WTP | NA | Electrical | LT | RTU/PLC CONTROL PANEL-1 | NA | Non-Critical | RAMLEELA -1_PH-2_RTU/PLC CONTROL PANEL_1_68 | - | - | 0 | - | Active | - | - | - | -
2901 | DJB_Package 04 | WAZIRABAD WTP | Kirloskar | Mechanical | SLUICE VALVE | DISCHARGE SLUICE VALVE-02 | NA | Non-Critical | MATA SUNDARI BPS_BP_02_DV_01_14 | - | - | 0 | - | Active | - | - | - | -
2902 | DJB_Package 04 | WAZIRABAD WTP | Kirloskar | Mechanical | LT | BOOSTER PUMP-02 | NA | Non-Critical | MATA SUNDARI BPS_BP_02_05 | - | - | 0 | - | Active | - | - | - | -
2903 | DJB_Package 04 | WAZIRABAD WTP | NA | Electrical | FAN | EXHAUST FAN-02 | NA | Non-Critical | SUBHASH PARK PH-1_E-FAN-2_3 | - | - | 0 | - | Active | - | - | - | -
2904 | DJB_Package 04 | WAZIRABAD WTP | NA | Electrical | FAN | EXHAUST FAN | NA | Non-Critical | PAHADI BHOJLA_E_FAN_2 | - | - | 0 | - | Active | - | - | - | -
2905 | DJB_Package 04 | WAZIRABAD WTP | NA | INSTRUMENTATION | PRESSURE GAUGE | PRESSURE GAUGE-1 | NA | Non-Critical | RAMLEELA_2 PH_1 PG-1_62 | - | - | 0 | - | Active | - | - | - | -
2906 | DJB_Package 04 | WAZIRABAD WTP | NA | Electrical | LT | APFC PANEL-5 | NA | Non-Critical | RAMLEELA_2 PH_1 APFC-5_41 | - | - | 0 | - | Active | - | - | - | -
2907 | DJB_Package 04 | WAZIRABAD WTP | MODI PUMP | Mechanical | LT | Dewatering Pump | NA | Non-Critical | RAMLEELA -1_PH-1_DW_1_17 | - | - | 0 | - | Active | - | - | - | -
2908 | DJB_Package 04 | WAZIRABAD WTP | Kirloskar | Mechanical | SLUICE VALVE | INLET SLUICE VALVE TO UGR-3 | NA | Non-Critical | RAMLEELA_2 PH_1_INLET_SV-3_14 | - | - | 0 | - | Active | - | - | - | -
2909 | DJB_Package 04 | WAZIRABAD WTP | KIRLOSKAR SUPREME & BECON | Mechanical | BOOSTER PUMP | BOOSTER PUMP-1 | NA | Non-Critical | RAMLEELA -1_PH-2_BP-1_50 | - | - | 0 | - | Active | - | - | - | -
2910 | DJB_Package 04 | WAZIRABAD WTP | - | NA | - | CIVIL | TOILET | Non-Critical | RAMLEELA_1 PH-3_TOILET_131 | - | - | 0 | - | Active | - | - | - | -
2911 | DJB_Package 04 | WAZIRABAD WTP | Kirloskar | Mechanical | BOOSTER PUMP | BOOSTER PUMP-1 | NA | Non-Critical | RAMLEELA_2 PH-1_BP-01_7 | - | - | 0 | - | Active | - | - | - | -
2912 | DJB_Package 04 | WAZIRABAD WTP | NA | Electrical | LT | TRANSFORMER-1 | NA | Non-Critical | SUBHASH PARK PH-2 METRO_TRANS-1_59 | - | - | 0 | - | Active | - | - | - | -
2913 | DJB_Package 04 | WAZIRABAD WTP | Kirloskar | Mechanical | SLUICE VALVE | DISCHARGE SLUICE VALVE-01 | NA | Non-Critical | RAMLEELA_1 PH_3_BP_01_DV_01_80 | - | - | 0 | - | Active | - | - | - | -
2914 | DJB_Package 04 | WAZIRABAD WTP | NA | INSTRUMENTATION | PRESSURE GAUGE | PRESSURE GAUGE-02 | NA | Non-Critical | JAMA MASJID PS_PG_02_14 | - | - | 0 | - | Active | - | - | - | -
2915 | DJB_Package 04 | WAZIRABAD WTP | Kirloskar | Mechanical | END SUCTION CHARGING PUMP | END SUCTION CHARGING PUMP-1 | NA | Non-Critical | RAMLEELA_1 PH_3_ESCP-1_75 | - | - | 0 | - | Active | - | - | - | -
2916 | DJB_Package 04 | WAZIRABAD WTP | Kirloskar | Mechanical | SLUICE VALVE | DISCHARGE SLUICE VALVE-02 | NA | Non-Critical | RAMLEELA -1_PH-2_BP_02_DV_02_58 | - | - | 0 | - | Active | - | - | - | -
2917 | DJB_Package 04 | WAZIRABAD WTP | Kirloskar | Mechanical | BOOSTER PUMP | BOOSTER PUMP-1 | NA | Non-Critical | PAHADI IMILI NEW_BP-1_4 | - | - | 0 | - | Active | - | - | - | -
2918 | DJB_Package 04 | WAZIRABAD WTP | NA | Electrical | LT | APFC PANEL-3 | NA | Non-Critical | RAMLEELA_2 PH_1 APFC-3_39 | - | - | 0 | - | Active | - | - | - | -
2919 | DJB_Package 04 | WAZIRABAD WTP | - | NA | - | CIVIL | ROOM | Non-Critical | RAMLEELA_1 PH-4_PH_ROOM_134 | - | - | 0 | - | Active | - | - | - | -
2920 | DJB_Package 04 | WAZIRABAD WTP | NA | Electrical | LT | SOFT STARTER-2 | NA | Non-Critical | RAMLEELA_1 PH_3_BP_02_SOFT STARTER_02_86 | - | - | 0 | - | Active | - | - | - | -
2921 | DJB_Package 04 | WAZIRABAD WTP | Kirloskar | Mechanical | SLUICE VALVE | DISCHARGE SLUICE VALVE-04 | NA | Non-Critical | PAHADI IMLI NEW_BP-04_DV-4_21 | - | - | 0 | - | Active | - | - | - | -
2922 | DJB_Package 04 | WAZIRABAD WTP | Kirloskar | Mechanical | BOOSTER PUMP | BOOSTER PUMP-2 | NA | Non-Critical | PAHADI BHOJLA_BP-02_4 | - | - | 0 | - | Active | - | - | - | -
2923 | DJB_Package 04 | WAZIRABAD WTP | NA | Electrical | FAN | EXHAUST FAN-3 | NA | Non-Critical | RAMLEELA PH-1_E-FAN-3_4 | - | - | 0 | - | Active | - | - | - | -
2924 | DJB_Package 04 | WAZIRABAD WTP | NA | Mechanical | SLUICE VALVE | MAIN HEADER SLUICE VALVE | NA | Non-Critical | PAHADI BHOJLA_MAIN_HEADER_SV_9 | - | - | 0 | - | Active | - | - | - | -
2925 | DJB_Package 04 | WAZIRABAD WTP | Kirloskar | Mechanical | SLUICE VALVE | INLET SLUICE VALVE-02 | NA | Non-Critical | RAMLEELA_1 PH_3_INLET_SV_02_78 | - | - | 0 | - | Active | - | - | - | -
2926 | DJB_Package 04 | WAZIRABAD WTP | Kirloskar | Mechanical | BOOSTER PUMP | BOOSTER PUMP-05 | NA | Non-Critical | SUBHASH PARK PH-1_BP-05_19 | - | - | 0 | - | Active | - | - | - | -
2927 | DJB_Package 04 | WAZIRABAD WTP | AUMA | Electrical | LT | ACTUATOR-5 | NA | Non-Critical | RAMLEELA_2 PH_1 ACTUATO- 5_34 | - | - | 0 | - | Active | - | - | - | -
2928 | DJB_Package 04 | WAZIRABAD WTP | NA | INSTRUMENTATION | PRESSURE GAUGE | PRESSURE GAUGE-2 | NA | Non-Critical | DUZANA HOUSE_PG-2_12 | - | - | 0 | - | Active | - | - | - | -
2929 | DJB_Package 04 | WAZIRABAD WTP | IVC | Mechanical | NRV | NRV-03 | NA | Non-Critical | MATA SUNDARI BPS_BP_03_NRV_01_12 | - | - | 0 | - | Active | - | - | - | -
2930 | DJB_Package 04 | WAZIRABAD WTP | NA | Electrical | FAN | EXHAUST FAN-07 | NA | Non-Critical | SUBHASH PARK PH-1_E-FAN-7_8 | - | - | 0 | - | Active | - | - | - | -
2931 | DJB_Package 04 | WAZIRABAD WTP | NA | Electrical | FAN | EXHAUST FAN | NA | Non-Critical | PAHADI IMLI OLD_E-FAN_2 | - | - | 0 | - | Active | - | - | - | -
2932 | DJB_Package 04 | WAZIRABAD WTP | Kirloskar | Mechanical | SLUICE VALVE | INLET SLUICE VALVE-02 | NA | Non-Critical | RAMLEELA -1_PH-2_INLET_SV_2_55 | - | - | 0 | - | Active | - | - | - | -
2933 | DJB_Package 04 | WAZIRABAD WTP | NA | INSTRUMENTATION | PRESSURE GAUGE | PRESSURE GAUGE-06 | NA | Non-Critical | SUBHASH PARK PH-2 METRO_PG-06_114 | - | - | 0 | - | Active | - | - | - | -
2934 | DJB_Package 04 | WAZIRABAD WTP | NA | Electrical | EOT | EOT | NA | Non-Critical | RAMLEELA-1 PH-2_EOT_105 | - | - | 0 | - | Active | - | - | - | -
2935 | DJB_Package 04 | WAZIRABAD WTP | NA | Electrical | LT | SOFT STARTER-1 | NA | Non-Critical | RAMLEELA_1 PH_4_BP-01_SOFT STARTER_01_101 | - | - | 0 | - | Active | - | - | - | -
2936 | DJB_Package 04 | WAZIRABAD WTP | SCHNEIDER | Electrical | LT | SOFT STARTER-4 | NA | Non-Critical | RAMLEELA_2 PH_1_SOFT STARTER-04_46 | - | - | 0 | - | Active | - | - | - | -
2937 | DJB_Package 04 | WAZIRABAD WTP | Kirloskar | Mechanical | SLUICE VALVE | INLET SLUICE VALVE-06 | NA | Non-Critical | RAMLEELA -1_PH-1_INLET_SV_06_23 | - | - | 0 | - | Active | - | - | - | -
2938 | DJB_Package 04 | WAZIRABAD WTP | NA | Electrical | FAN | EXHAUST FAN-1 | NA | Non-Critical | RAMLEELA PH-1_E-FAN-1_2 | - | - | 0 | - | Active | - | - | - | -
2939 | DJB_Package 04 | WAZIRABAD WTP | Kirloskar | Mechanical | NRV | NRV-01 | NA | Non-Critical | RAMLEELA -1_PH-1_BP_01_NRV_01_24 | - | - | 0 | - | Active | - | - | - | -
2940 | DJB_Package 04 | WAZIRABAD WTP | Kirloskar | Mechanical | SLUICE VALVE | INLET SLUICE VALVE TO UGR-1 | NA | Non-Critical | RAMLEELA_2 PH-1_INLET_SV-1_12 | - | - | 0 | - | Active | - | - | - | -
2941 | DJB_Package 04 | WAZIRABAD WTP | Kirloskar | Mechanical | SLUICE VALVE | INLET SLUICE VALVE | NA | Non-Critical | BARSHABULLA_INLET_SV_01_06 | - | - | 0 | - | Active | - | - | - | -
2942 | DJB_Package 04 | WAZIRABAD WTP | Kirloskar | Mechanical | SLUICE VALVE | INLET SLUICE VALVE TO UGR-1 | NA | Non-Critical | DUZANA HOUSE_INLET_SV-1_4 | - | - | 0 | - | Active | - | - | - | -
2943 | DJB_Package 04 | WAZIRABAD WTP | NA | Electrical | LT | TRANSFORMER-2 | NA | Non-Critical | SUBHASH PARK OLD_TRANS-2_104 | - | - | 0 | - | Active | - | - | - | -
2944 | DJB_Package 04 | WAZIRABAD WTP | Capital | Electrical | LT | STAR DELTA STARTER-1 | NA | Non-Critical | PAHADI IMLI OLD_BP-01_S/D-01_14 | - | - | 0 | - | Active | - | - | - | -
2945 | DJB_Package 04 | WAZIRABAD WTP | BENTEK | Electrical | LT | CHANGE OVER | NA | Non-Critical | BARSHABULLA_CHANGE OVER_03 | - | - | 0 | - | Active | - | - | - | -
2946 | DJB_Package 04 | WAZIRABAD WTP | NA | Electrical | LT | SOFT STARTER-01 | NA | Non-Critical | JAMA MASJID PS_BP_01_SOFT STARTER-01_11 | - | - | 0 | - | Active | - | - | - | -
2947 | DJB_Package 04 | WAZIRABAD WTP | Kirloskar | Mechanical | SLUICE VALVE | DISCHARGE SLUICE VALVE-05 | NA | Non-Critical | PAHADI IMLI NEW_BP-05_DV-5_22 | - | - | 0 | - | Active | - | - | - | -
2948 | DJB_Package 04 | WAZIRABAD WTP | Kirloskar | Mechanical | SLUICE VALVE | DISCHARGE SLUICE VALVE-01 | NA | Non-Critical | DUZANA HOUSE_BP-01_DV-1_8 | - | - | 0 | - | Active | - | - | - | -
2949 | DJB_Package 04 | WAZIRABAD WTP | FLOW MORE KIRLOSKAR ELECTRIC | Mechanical | BOOSTER PUMP | BOOSTER PUMP-1 | NA | Non-Critical | RAMLEELA -1_PH-1_BP-1_11 | - | - | 0 | - | Active | - | - | - | -
2950 | DJB_Package 04 | CHANDRAWAL WTP | Kirloskar | Mechanical | LT | BOOSTER PUMP-03 | NA | Non-Critical | NAYA BAZAR _BP_03_06 | - | - | 0 | - | Active | - | - | - | -
2951 | DJB_Package 04 | WAZIRABAD WTP | FLOW MORE KIRLOSKAR ELECTRIC | Mechanical | BOOSTER PUMP | BOOSTER PUMP-2 | NA | Non-Critical | RAMLEELA -1_PH-1_BP-2_12 | - | - | 0 | - | Active | - | - | - | -
2952 | DJB_Package 04 | WAZIRABAD WTP | - | CIVIL | - | TOILET | NA | Non-Critical | SUBHASH PARK OLD_TOILET_125 | - | - | 0 | - | Active | - | - | - | -
2953 | DJB_Package 04 | WAZIRABAD WTP | Kirloskar | Mechanical | SLUICE VALVE | DISCHARGE SLUICE VALVE-04 | NA | Non-Critical | RAMLEELA -1_PH-1_BP_04_DV_04_33 | - | - | 0 | - | Active | - | - | - | -
2954 | DJB_Package 04 | WAZIRABAD WTP | Kirloskar | Mechanical | SLUICE VALVE | DISCHARGE SLUICE VALVE-02 | NA | Non-Critical | JAMA MASJID PS_BP_02_DV_02_10 | - | - | 0 | - | Active | - | - | - | -
2955 | DJB_Package 04 | CHANDRAWAL WTP | NA | Electrical | LT | MCCB | NA | Non-Critical | NAYA BAZAR _LT_MCCB_01 | - | - | 0 | - | Active | - | - | - | -
2956 | DJB_Package 04 | WAZIRABAD WTP | IVC | Mechanical | SLUICE VALVE | MAIN HEADER SLUICE VALVE | NA | Non-Critical | RAMLEELA -1_PH-1_MAIN_HEADER_SV_37 | - | - | 0 | - | Active | - | - | - | -
2957 | DJB_Package 04 | WAZIRABAD WTP | Kirloskar | Mechanical | SLUICE VALVE | DISCHARGE SLUICE VALVE-01 | NA | Non-Critical | RAMLEELA -1_PH-2_BP_01_DV_01_57 | - | - | 0 | - | Active | - | - | - | -